## Parts
ItemId | Catalog | Item Type | Name | Description | Unit | Unit Cost | Unit Labor (hrs) | Catalog Number | Manufacturer | Supplier | Phase Name | Phase Code | Cost Name | Cost Code | EPD Url | Taxable
49304072 | 2025 COST CATALOG BRIGHTRONIX | Part | Solid Stainless Steel Padlock | American Lock No. A5460 | ea | 45 | 0.2 | [8 empty] | Yes
39300333 | 2025 COST CATALOG BRIGHTRONIX\Demolition & Recolocate | Part | DEMO - Panelboard Medium 208V, 4W 3PH - 200Amp+ - 42 Slots | Demo and Remove Panelboard Medium 208V, 4W 3PH - 200Amp+ - 42 Slots, including removal of all breakers, conduit terminations & wire connections | ea | 0 | 8.5 | [8 empty] | Yes
39300364 | 2025 COST CATALOG BRIGHTRONIX\Demolition & Recolocate | Part | DEMO - Meter center 200A to 400A | Gear Demolition | ea | 0 | 3 | [8 empty] | Yes
39300426 | 2025 COST CATALOG BRIGHTRONIX\Demolition & Recolocate | Part | DEMO - Meter center 800A to 1200A | Gear Demolition | ea | 0 | 6 | [8 empty] | Yes
39300427 | 2025 COST CATALOG BRIGHTRONIX\Demolition & Recolocate | Part | DEMO - Meter center 400A to 800A | Gear Demolition | ea | 0 | 5 | [8 empty] | Yes
39300489 | 2025 COST CATALOG BRIGHTRONIX\Demolition & Recolocate | Part | DEMO - Lighting Pole, excl. concrete Base | Demo and Remove Metal light pole, excl concrete bases | ea | 1 | 4 | [8 empty] | Yes
39300493 | 2025 COST CATALOG BRIGHTRONIX\Demolition & Recolocate | Part | General Demolition | Demo of indoor and outdoor hardware and devices (Rough In) | sq ft | 1 | 0.02 | [8 empty] | Yes
39300682 | 2025 COST CATALOG BRIGHTRONIX\Demolition & Recolocate | Part | DEMO - Electical switchboads and Disconnect | Demo and Remove Isolation panel, 15 kVA | ea | 1 | 3 | [8 empty] | Yes
39300730 | 2025 COST CATALOG BRIGHTRONIX\Demolition & Recolocate | Part | DEMO - Lighting fixture EM | Demo and Remove Emergency Light | ea | 1 | 2 | [8 empty] | Yes
39300809 | 2025 COST CATALOG BRIGHTRONIX\Demolition & Recolocate | Part | DEMO - Existing Lighting Fixtures | Demo and Remove Existing Lighting Fixtures | ea | 1 | 1.5 | [8 empty] | Yes
40351429 | 2025 COST CATALOG BRIGHTRONIX\Demolition & Recolocate | Part | DEMO - Panelboard Large 208V, 4W 3PH - 600Amp+ - 60 Slots | Demo and Remove Panelboard Large 208V, 4W 3PH - 600Amp+ - 60 Slots, including removal of all breakers, conduit terminations & wire connections | ea | 0 | 14.5 | [8 empty] | Yes
40793437 | 2025 COST CATALOG BRIGHTRONIX\Demolition & Recolocate | Part | DEMO - Duplex Receptacle | Demo Receptacle | ea | 1 | 1 | [8 empty] | Yes
40793488 | 2025 COST CATALOG BRIGHTRONIX\Demolition & Recolocate | Part | DEMO - Fedder Run |  | ft | 0 | 0.09 | [8 empty] | Yes
39300868 | 2025 COST CATALOG BRIGHTRONIX\.EMT | Part | 3/4" Set Screw Steel Coupling, EMT | 3/4" Set Screw Steel Coupling, EMT | ea | 0.54 | 0.06 | EMT-2025 |  |  |  |  | Overhead Conduits | 16-140 - Overhead Conduits |  | Yes
39300870 | 2025 COST CATALOG BRIGHTRONIX\.EMT | Part | 3/4" Steel Set Screw Connector, EMT | 3/4" Steel Set Screw Connector, EMT | ea | 0.45 | 0.06 | EMT-2025 |  |  |  |  | Overhead Conduits | 16-140 - Overhead Conduits |  | Yes
39300871 | 2025 COST CATALOG BRIGHTRONIX\.EMT | Part | 2" Steel One Hole Strap, EMT | 2" Steel One Hole Strap, EMT | ea | 0.75 | 0.1 | EMT-2025 |  |  |  |  | Overhead Conduits | 16-140 - Overhead Conduits |  | Yes
39300872 | 2025 COST CATALOG BRIGHTRONIX\.EMT | Part | 2" Set Screw Steel Coupling, EMT | 2" Set Screw Steel Coupling, EMT | ea | 3.18 | 0.15 | EMT-2025 |  |  |  |  | Overhead Conduits | 16-140 - Overhead Conduits |  | Yes
39300873 | 2025 COST CATALOG BRIGHTRONIX\.EMT | Part | 1" EMT Conduit | 1" Conduit, EMT | ft | 1.76 | 0.045 | EMT-2025 |  |  |  |  | Overhead Conduits | 16-140 - Overhead Conduits |  | Yes
39300874 | 2025 COST CATALOG BRIGHTRONIX\.EMT | Part | 2" EMT Conduit | 2" Conduit, EMT | ft | 4.1 | 0.1 | EMT-2025 |  |  |  |  | Overhead Conduits | 16-140 - Overhead Conduits |  | Yes
39300875 | 2025 COST CATALOG BRIGHTRONIX\.EMT | Part | 3-1/2" EMT Conduit | 3-1/2" Conduit, EMT | ft | 10.23 | 0.16 | EMT-2025 |  |  |  |  | Overhead Conduits | 16-140 - Overhead Conduits |  | Yes
39300879 | 2025 COST CATALOG BRIGHTRONIX\.EMT | Part | 3" EMT 90 Degree Elbow | 3" EMT 90 Degree Elbow | ea | 56.91 | 0.2 | EMT-2025 |  |  |  |  | Overhead Conduits | 16-140 - Overhead Conduits |  | Yes
39300880 | 2025 COST CATALOG BRIGHTRONIX\.EMT | Part | 2-1/2" EMT 90 Degree Elbow | 2-/2" EMT 90 Degree Elbow | ea | 36.44 | 0.15 | EMT-2025 |  |  |  |  | Overhead Conduits | 16-140 - Overhead Conduits |  | Yes
39300881 | 2025 COST CATALOG BRIGHTRONIX\.EMT | Part | 1-1/4" Two Hole Steel Strap, EMT | 1-1/4" Two Hole Steel Strap, EMT | ea | 0.41 | 0.06 | EMT-2025 |  |  |  |  | Overhead Conduits | 16-140 - Overhead Conduits |  | Yes
39300882 | 2025 COST CATALOG BRIGHTRONIX\.EMT | Part | 2-1/2" Two Hole Steel Strap, EMT | 2-1/2" Two Hole Steel Strap, EMT | ea | 1.1503 | 0.1 | EMT-2025 |  |  |  |  | Overhead Conduits | 16-140 - Overhead Conduits |  | Yes
39300883 | 2025 COST CATALOG BRIGHTRONIX\.EMT | Part | 3-1/2" Two Hole Steel Strap, EMT | 3-1/2" Two Hole Steel Strap, EMT | ea | 1.4 | 0.15 | EMT-2025 |  |  |  |  | Overhead Conduits | 16-140 - Overhead Conduits |  | Yes
39300884 | 2025 COST CATALOG BRIGHTRONIX\.EMT | Part | 4" Two Hole Steel Strap, EMT | 4" Two Hole Steel Strap, EMT | ea | 3 | 0.15 | EMT-2025 |  |  |  |  | Overhead Conduits | 16-140 - Overhead Conduits |  | Yes
39300888 | 2025 COST CATALOG BRIGHTRONIX\.EMT | Part | 3/8" Steel One Hole EMT Straps | 3/8" Steel One Hole EMT Straps | ea | 0.11 | 0.03 | EMT-2025 |  |  |  |  | Overhead Conduits | 16-140 - Overhead Conduits |  | Yes
39300890 | 2025 COST CATALOG BRIGHTRONIX\.EMT | Part | 1-1/2" Steel Set Screw Connector, EMT | 1-1/2" Steel Set Screw Connector, EMT | ea | 2.08 | 0.1 | EMT-2025 |  |  |  |  | Overhead Conduits | 16-140 - Overhead Conduits |  | Yes
39300891 | 2025 COST CATALOG BRIGHTRONIX\.EMT | Part | 2" EMT 45 Degree Elbow | 2" EMT 45 Degree Elbow | ea | 22.22 | 0.1 | EMT-2025 |  |  |  |  | Overhead Conduits | 16-140 - Overhead Conduits |  | Yes
39300894 | 2025 COST CATALOG BRIGHTRONIX\.EMT | Part | 1-1/2" Two Hole Steel Strap, EMT | 1-1/2" Two Hole Steel Strap, EMT | ea | 0.47 | 0.06 | EMT-2025 |  |  |  |  | Overhead Conduits | 16-140 - Overhead Conduits |  | Yes
39300895 | 2025 COST CATALOG BRIGHTRONIX\.EMT | Part | 1-1/2" Set Screw Steel Coupling, EMT | 1-1/2" Set Screw Steel Coupling, EMT | ea | 2.29 | 0.1 | EMT-2025 |  |  |  |  | Overhead Conduits | 16-140 - Overhead Conduits |  | Yes
39300896 | 2025 COST CATALOG BRIGHTRONIX\.EMT | Part | 4" EMT Conduit | 4" Conduit, EMT | ft | 11.05 | 0.18 | EMT-2025 |  |  |  |  | Overhead Conduits | 16-140 - Overhead Conduits |  | Yes
39300897 | 2025 COST CATALOG BRIGHTRONIX\.EMT | Part | 3-1/2" Steel One Hole Strap, EMT | 3-1/2" Steel One Hole Strap, EMT | ea | 4.33 | 0.15 | EMT-2025 |  |  |  |  | Overhead Conduits | 16-140 - Overhead Conduits |  | Yes
39300898 | 2025 COST CATALOG BRIGHTRONIX\.EMT | Part | 1-1/2" Steel One Hole Strap, EMT | 1-1/2" Steel One Hole Strap, EMT | ea | 0.58 | 0.06 | EMT-2025 |  |  |  |  | Overhead Conduits | 16-140 - Overhead Conduits |  | Yes
39300899 | 2025 COST CATALOG BRIGHTRONIX\.EMT | Part | 2-1/2" EMT 45 Degree Elbow | 2-1/2" EMT 45 Degree Elbow | ea | 47.54 | 0.15 | EMT-2025 |  |  |  |  | Overhead Conduits | 16-140 - Overhead Conduits |  | Yes
39300900 | 2025 COST CATALOG BRIGHTRONIX\.EMT | Part | 1-1/2" EMT 90 Degree Elbow | 1-1/2" EMT 90 Degree Elbow | ea | 13.15 | 0.1 | EMT-2025 |  |  |  |  | Overhead Conduits | 16-140 - Overhead Conduits |  | Yes
39300903 | 2025 COST CATALOG BRIGHTRONIX\.EMT | Part | 1-1/4" EMT 90 Degree Elbow | 1-1/4" EMT 90 Degree Elbow | ea | 11.4 | 0.1 | EMT-2025 |  |  |  |  | Overhead Conduits | 16-140 - Overhead Conduits |  | Yes
39300904 | 2025 COST CATALOG BRIGHTRONIX\.EMT | Part | 1-1/2" EMT 45 Degree Elbow | 1-1/2" EMT 45 Degree Elbow | ea | 16 | 0.08 | EMT-2025 |  |  |  |  | Overhead Conduits | 16-140 - Overhead Conduits |  | Yes
39300910 | 2025 COST CATALOG BRIGHTRONIX\.EMT | Part | 3/4" EMT Conduit | 3/4" Conduit, EMT | ft | 0.99 | 0.04 | EMT-2025 |  |  |  |  | Overhead Conduits | 16-140 - Overhead Conduits |  | Yes
39300911 | 2025 COST CATALOG BRIGHTRONIX\.EMT | Part | 3" Set Screw Steel Coupling, EMT | 3" Set Screw Steel Coupling, EMT | ea | 7.79 | 0.2 | EMT-2025 |  |  |  |  | Overhead Conduits | 16-140 - Overhead Conduits |  | Yes
39300912 | 2025 COST CATALOG BRIGHTRONIX\.EMT | Part | 3" Two Hole Steel Strap, EMT | 3" Two Hole Steel Strap, EMT | ea | 0.96 | 0.15 | EMT-2025 |  |  |  |  | Overhead Conduits | 16-140 - Overhead Conduits |  | Yes
39300913 | 2025 COST CATALOG BRIGHTRONIX\.EMT | Part | 3" Steel Set Screw Connector, EMT | 3" Steel Set Screw Connector, EMT | ea | 10.6 | 0.2 | EMT-2025 |  |  |  |  | Overhead Conduits | 16-140 - Overhead Conduits |  | Yes
39300914 | 2025 COST CATALOG BRIGHTRONIX\.EMT | Part | 4" Set Screw Steel Coupling, EMT | 4" Set Screw Steel Coupling, EMT | ea | 10.26 | 0.25 | EMT-2025 |  |  |  |  | Overhead Conduits | 16-140 - Overhead Conduits |  | Yes
39300915 | 2025 COST CATALOG BRIGHTRONIX\.EMT | Part | 2-1/2" Set Screw Steel Coupling, EMT | 2-1/2" Set Screw Steel Coupling, EMT | ea | 7.27 | 0.15 | EMT-2025 |  |  |  |  | Overhead Conduits | 16-140 - Overhead Conduits |  | Yes
39300916 | 2025 COST CATALOG BRIGHTRONIX\.EMT | Part | 2-1/2" EMT Conduit | 2-1/2" Conduit, EMT | ft | 6.11 | 0.12 | EMT-2025 |  |  |  |  | Overhead Conduits | 16-140 - Overhead Conduits |  | Yes
39300917 | 2025 COST CATALOG BRIGHTRONIX\.EMT | Part | 1" Steel Set Screw Connector, EMT | 1" Steel Set Screw Connector, EMT | ea | 0.71 | 0.08 | EMT-2025 |  |  |  |  | Overhead Conduits | 16-140 - Overhead Conduits |  | Yes
39300918 | 2025 COST CATALOG BRIGHTRONIX\.EMT | Part | 2" Steel Set Screw Connector, EMT | 2" Steel Set Screw Connector, EMT | ea | 2.96 | 0.15 | EMT-2025 |  |  |  |  | Overhead Conduits | 16-140 - Overhead Conduits |  | Yes
39300919 | 2025 COST CATALOG BRIGHTRONIX\.EMT | Part | 1-1/4" EMT Conduit | 1-1/4" Conduit, EMT | ft | 2.86 | 0.06 | EMT-2025 |  |  |  |  | Overhead Conduits | 16-140 - Overhead Conduits |  | Yes
39300921 | 2025 COST CATALOG BRIGHTRONIX\.EMT | Part | 1/2" Set Screw Steel Coupling, EMT | 1/2" Set Screw Steel Coupling, EMT | ea | 0.36 | 0.05 | EMT-2025 |  |  |  |  | Overhead Conduits | 16-140 - Overhead Conduits |  | Yes
39300922 | 2025 COST CATALOG BRIGHTRONIX\.EMT | Part | 1" Set Screw Steel Coupling, EMT | 1" Set Screw Steel Coupling, EMT | ea | 0.87 | 0.08 | EMT-2025 |  |  |  |  | Overhead Conduits | 16-140 - Overhead Conduits |  | Yes
39300923 | 2025 COST CATALOG BRIGHTRONIX\.EMT | Part | 1/2" Steel Set Screw Connector, EMT | 1/2" Steel Set Screw Connector, EMT | ea | 0.28 | 0.05 | EMT-2025 |  |  |  |  | Overhead Conduits | 16-140 - Overhead Conduits |  | Yes
39300930 | 2025 COST CATALOG BRIGHTRONIX\.EMT | Part | 3-1/2" Steel Set Screw Connector, EMT | 3-1/2" Steel Set Screw Connector, EMT | ea | 14.11 | 0.2 | EMT-2025 |  |  |  |  | Overhead Conduits | 16-140 - Overhead Conduits |  | Yes
39300936 | 2025 COST CATALOG BRIGHTRONIX\.EMT | Part | 1/2" Two Hole Steel Strap, EMT | 1/2" Two Hole Steel Strap, EMT | ea | 0.12 | 0.03 | EMT-2025 |  |  |  |  | Overhead Conduits | 16-140 - Overhead Conduits |  | Yes
39300942 | 2025 COST CATALOG BRIGHTRONIX\.EMT | Part | 1" EMT 45 Degree Elbow | 1" EMT 45 Degree Elbow | ea | 10.29 | 0.06 | EMT-2025 |  |  |  |  | Overhead Conduits | 16-140 - Overhead Conduits |  | Yes
39300951 | 2025 COST CATALOG BRIGHTRONIX\.EMT | Part | 4" Steel One Hole Strap, EMT | 4" Steel One Hole Strap, EMT | ea | 5.51 | 0.15 | EMT-2025 |  |  |  |  | Overhead Conduits | 16-140 - Overhead Conduits |  | Yes
39300952 | 2025 COST CATALOG BRIGHTRONIX\.EMT | Part | 4" EMT 90 Degree Elbow | 4" EMT 90 Degree Elbow | ea | 89.76 | 0.25 | EMT-2025 |  |  |  |  | Overhead Conduits | 16-140 - Overhead Conduits |  | Yes
39300953 | 2025 COST CATALOG BRIGHTRONIX\.EMT | Part | 4" Steel Set Screw Connector, EMT | 4" Steel Set Screw Connector, EMT | ea | 15.93 | 0.25 | EMT-2025 |  |  |  |  | Overhead Conduits | 16-140 - Overhead Conduits |  | Yes
39300955 | 2025 COST CATALOG BRIGHTRONIX\.EMT | Part | 2" EMT 90 Degree Elbow | 2" EMT 90 Degree Elbow | ea | 18.08 | 0.15 | EMT-2025 |  |  |  |  | Overhead Conduits | 16-140 - Overhead Conduits |  | Yes
39300957 | 2025 COST CATALOG BRIGHTRONIX\.EMT | Part | 1" Two Hole Steel Strap, EMT | 1" Two Hole Steel Strap, EMT | ea | 0.29 | 0.05 | EMT-2025 |  |  |  |  | Overhead Conduits | 16-140 - Overhead Conduits |  | Yes
39300959 | 2025 COST CATALOG BRIGHTRONIX\.EMT | Part | 2-1/2" Steel One Hole Strap, EMT | 2-1/2" Steel One Hole Strap, EMT | ea | 2.13 | 0.1 | EMT-2025 |  |  |  |  | Overhead Conduits | 16-140 - Overhead Conduits |  | Yes
39300961 | 2025 COST CATALOG BRIGHTRONIX\.EMT | Part | 3/4" Two Hole Steel Strap, EMT | 3/4" Two Hole Steel Strap, EMT | ea | 0.15 | 0.04 | EMT-2025 |  |  |  |  | Overhead Conduits | 16-140 - Overhead Conduits |  | Yes
39300964 | 2025 COST CATALOG BRIGHTRONIX\.EMT | Part | 3" Steel One Hole Strap, EMT | 3" Steel One Hole Strap, EMT | ea | 3.24 | 0.15 | EMT-2025 |  |  |  |  | Overhead Conduits | 16-140 - Overhead Conduits |  | Yes
39300966 | 2025 COST CATALOG BRIGHTRONIX\.EMT | Part | 3-1/2" Set Screw Steel Coupling, EMT | 3-1/2" Set Screw Steel Coupling, EMT | ea | 9.23 | 0.2 | EMT-2025 |  |  |  |  | Overhead Conduits | 16-140 - Overhead Conduits |  | Yes
39300967 | 2025 COST CATALOG BRIGHTRONIX\.EMT | Part | 4" EMT 45 Degree Elbow | 4" EMT 45 Degree Elbow | ea | 117.26 | 0.25 | EMT-2025 |  |  |  |  | Overhead Conduits | 16-140 - Overhead Conduits |  | Yes
39300969 | 2025 COST CATALOG BRIGHTRONIX\.EMT | Part | 2" Two Hole Steel Strap, EMT | 2" Two Hole Steel Strap, EMT | ea | 0.6603 | 0.1 | EMT-2025 |  |  |  |  | Overhead Conduits | 16-140 - Overhead Conduits |  | Yes
39300970 | 2025 COST CATALOG BRIGHTRONIX\.EMT | Part | 3-1/2" EMT 45 Degree Elbow | 3-1/2" EMT 45 Degree Elbow | ea | 96.6 | 0.2 | EMT-2025 |  |  |  |  | Overhead Conduits | 16-140 - Overhead Conduits |  | Yes
39300971 | 2025 COST CATALOG BRIGHTRONIX\.EMT | Part | 3" EMT Conduit | 3" Conduit, EMT | ft | 7.75 | 0.14 | EMT-2025 |  |  |  |  | Overhead Conduits | 16-140 - Overhead Conduits |  | Yes
39300972 | 2025 COST CATALOG BRIGHTRONIX\.EMT | Part | 3" EMT 45 Degree Elbow | 3" EMT 45 Degree Elbow | ea | 72 | 0.2 | EMT-2025 |  |  |  |  | Overhead Conduits | 16-140 - Overhead Conduits |  | Yes
39300975 | 2025 COST CATALOG BRIGHTRONIX\.EMT | Part | 1" EMT 90 Degree Elbow | 1" EMT 90 Degree Elbow | ea | 8.82 | 0.08 | EMT-2025 |  |  |  |  | Overhead Conduits | 16-140 - Overhead Conduits |  | Yes
39300976 | 2025 COST CATALOG BRIGHTRONIX\.EMT | Part | 1-1/4" EMT 45 Degree Elbow | 1-1/4" EMT 45 Degree Elbow | ea | 13.75 | 0.08 | EMT-2025 |  |  |  |  | Overhead Conduits | 16-140 - Overhead Conduits |  | Yes
39300979 | 2025 COST CATALOG BRIGHTRONIX\.EMT | Part | 3-1/2" EMT 90 Degree Elbow | 3-1/2" EMT 90 Degree Elbow | ea | 78.01 | 0.2 | EMT-2025 |  |  |  |  | Overhead Conduits | 16-140 - Overhead Conduits |  | Yes
39300980 | 2025 COST CATALOG BRIGHTRONIX\.EMT | Part | 1" Steel One Hole Strap, EMT | 1" Steel One Hole Strap, EMT | ea | 1.35 | 0.05 | EMT-2025 |  |  |  |  | Overhead Conduits | 16-140 - Overhead Conduits |  | Yes
39300987 | 2025 COST CATALOG BRIGHTRONIX\.EMT | Part | 1/2" Steel One Hole Strap, EMT | 1/2" Steel One Hole Strap, EMT | ea | 0.71 | 0.03 | EMT-2025 |  |  |  |  | Overhead Conduits | 16-140 - Overhead Conduits |  | Yes
39300988 | 2025 COST CATALOG BRIGHTRONIX\.EMT | Part | 2-1/2" Steel Set Screw Connector, EMT | 2-1/2" Steel Set Screw Connector, EMT | ea | 8.89 | 0.15 | EMT-2025 |  |  |  |  | Overhead Conduits | 16-140 - Overhead Conduits |  | Yes
39300989 | 2025 COST CATALOG BRIGHTRONIX\.EMT | Part | 1-1/2" EMT Conduit | 1-1/2" Conduit, EMT | ft | 3.5 | 0.08 | EMT-2025 |  |  |  |  | Overhead Conduits | 16-140 - Overhead Conduits |  | Yes
39300990 | 2025 COST CATALOG BRIGHTRONIX\.EMT | Part | 1/2" EMT Conduit | 1/2" Conduit, EMT | ft | 0.56 | 0.0375 | EMT-2025 |  |  |  |  | Overhead Conduits | 16-140 - Overhead Conduits |  | Yes
39300992 | 2025 COST CATALOG BRIGHTRONIX\.EMT | Part | 3/4" Steel One Hole Strap, EMT | 3/4" Steel One Hole Strap, EMT | ea | 0.8 | 0.04 | EMT-2025 |  |  |  |  | Overhead Conduits | 16-140 - Overhead Conduits |  | Yes
39300993 | 2025 COST CATALOG BRIGHTRONIX\.EMT | Part | 1-1/4" Set Screw Steel Coupling, EMT | 1-1/4" Set Screw Steel Coupling, EMT | ea | 1.6 | 0.1 | EMT-2025 |  |  |  |  | Overhead Conduits | 16-140 - Overhead Conduits |  | Yes
39300994 | 2025 COST CATALOG BRIGHTRONIX\.EMT | Part | 1-1/4" Steel One Hole Strap, EMT | 1-1/4" Steel One Hole Strap, EMT | ea | 0.3 | 0.06 | EMT-2025 |  |  |  |  | Overhead Conduits | 16-140 - Overhead Conduits |  | Yes
39300995 | 2025 COST CATALOG BRIGHTRONIX\.EMT | Part | 1-1/4" Steel Set Screw Connector, EMT | 1-1/4" Steel Set Screw Connector, EMT | ea | 1.35 | 0.1 | EMT-2025 |  |  |  |  | Overhead Conduits | 16-140 - Overhead Conduits |  | Yes
42292614 | 2025 COST CATALOG BRIGHTRONIX\.EMT | Part | 2" EMT 90° Elbow, 36" Radius | 2" EMT 90° Elbow, 36" Radius | ea | 198.6438 | 0.15 | EMT-2025 |  |  |  |  | Overhead Conduits | 16-140 - Overhead Conduits |  | Yes
42292615 | 2025 COST CATALOG BRIGHTRONIX\.EMT | Part | 4" EMT 90° Elbow, 36" Radius | 4" EMT 90° Elbow, 36" Radius | ea | 431.8682 | 0.25 | EMT-2025 |  |  |  |  | Overhead Conduits | 16-140 - Overhead Conduits |  | Yes
42292616 | 2025 COST CATALOG BRIGHTRONIX\.EMT | Part | 2" EMT 90° Elbow, 24" Radius | 2" EMT 90° Elbow, 24" Radius | ea | 120.2917 | 0.15 | EMT-2025 |  |  |  |  | Overhead Conduits | 16-140 - Overhead Conduits |  | Yes
42292617 | 2025 COST CATALOG BRIGHTRONIX\.EMT | Part | 3" EMT 90° Elbow, 24" Radius | 3" EMT 90° Elbow, 24" Radius | ea | 212.2652 | 0.2 | EMT-2025 |  |  |  |  | Overhead Conduits | 16-140 - Overhead Conduits |  | Yes
42292618 | 2025 COST CATALOG BRIGHTRONIX\.EMT | Part | 4" EMT 90° Elbow, 48" Radius | 4" EMT 90° Elbow, 48" Radius | ea | 632.8656 | 0.25 | EMT-2025 |  |  |  |  | Overhead Conduits | 16-140 - Overhead Conduits |  | Yes
38920281 | 2025 COST CATALOG BRIGHTRONIX\Gear and Panelboards | Part | 3/4" Malleable Squeeze Flex Connectors | 3/4" Malleable Squeeze Flex Connectors | ea | 0.57 | 0.06 | GEAR-2025 |  |  |  |  | Gear Equipment | 16-250 - Gear Equipment |  | Yes
38920285 | 2025 COST CATALOG BRIGHTRONIX\Gear and Panelboards | Part | 3/4" Ground Rod Stud Bolts For Sectional Rod | 3/4" Ground Rod Stud Bolts For Sectional Rod | ea | 12.4 | 0.3 | GEAR-2025 |  |  |  |  | Gear Equipment | 16-250 - Gear Equipment |  | Yes
38920336 | 2025 COST CATALOG BRIGHTRONIX\Gear and Panelboards | Part | 3/4" x 10' Long Sectional Ground Rods | 3/4" Dia X 10' Long Copper-Clad Sectional Ground Rods | ea | 50 | 2 | GEAR Misscelaneous-2025 |  |  |  |  | Gear Equipment | 16-250 - Gear Equipment |  | Yes
38920393 | 2025 COST CATALOG BRIGHTRONIX\Gear and Panelboards | Part | 3/4" Ground Rod Clamps | 3/4" Ground Rod Clamps | ea | 4.7 | 0.15 | GEAR Misscelaneous-2025 |  |  |  |  | Gear Equipment | 16-250 - Gear Equipment |  | Yes
38920394 | 2025 COST CATALOG BRIGHTRONIX\Gear and Panelboards | Part | 3/4" Ground Rod Couplings | 3/4" Ground Rod Couplings | ea | 20.4 | 0.15 | GEAR Misscelaneous-2025 |  |  |  |  | Gear Equipment | 16-250 - Gear Equipment |  | Yes
39301185 | 2025 COST CATALOG BRIGHTRONIX\Gear and Panelboards | Part | Gears miscelaneos |  | ea | 1300 | 20 | GEAR-2025 |  |  |  |  | Gear Equipment | 16-250 - Gear Equipment |  | Yes
39301186 | 2025 COST CATALOG BRIGHTRONIX\Gear and Panelboards | Part | Breaker 50/2 amps double pole |  | ea | 0 | 0.5 | GEAR-2025 |  |  |  |  | Gear Equipment | 16-250 - Gear Equipment |  | Yes
39301187 | 2025 COST CATALOG BRIGHTRONIX\Gear and Panelboards | Part | Transformer Pad Large Flat 104x98 | Model "TRPAD098104 FP981046" | ea | 1500 | 36 | GEAR-2025 |  |  |  |  | Gear Equipment | 16-250 - Gear Equipment |  | Yes
39301188 | 2025 COST CATALOG BRIGHTRONIX\Gear and Panelboards | Part | CT Meter |  | ea | 1 | 2 | GEAR-2025 |  |  |  |  | Gear Equipment | 16-250 - Gear Equipment |  | Yes
39301189 | 2025 COST CATALOG BRIGHTRONIX\Gear and Panelboards | Part | CT Cabinet |  | ea | 1 | 4 | GEAR-2025 |  |  |  |  | Gear Equipment | 16-250 - Gear Equipment |  | Yes
39301190 | 2025 COST CATALOG BRIGHTRONIX\Gear and Panelboards | Part | Breaker 15/3 amps three Pole |  | ea | 0 | 0.5 | GEAR-2025 |  |  |  |  | Gear Equipment | 16-250 - Gear Equipment |  | Yes
39301191 | 2025 COST CATALOG BRIGHTRONIX\Gear and Panelboards | Part | Timer Switch | Wall Mount | ea | 150 | 2 | GEAR-2025 |  |  |  |  | Gear Equipment | 16-250 - Gear Equipment |  | Yes
39301192 | 2025 COST CATALOG BRIGHTRONIX\Gear and Panelboards | Part | Telephone Cabinet w/ Internal Plywood, 36" x 36" x 12" NEMA 3R |  | ea | 1400 | 4.5 | GEAR Misscelaneous-2025 |  |  |  |  | Gear Equipment | 16-250 - Gear Equipment |  | Yes
39301195 | 2025 COST CATALOG BRIGHTRONIX\Gear and Panelboards | Part | Panel, main circuit breaker, shunt trip, 100 amp | Panel, main circuit breaker, shunt trip, 100 amp | ea | 1000 | 6.667 | GEAR-2025 |  |  |  |  | Gear Equipment | 16-250 - Gear Equipment |  | Yes
39301196 | 2025 COST CATALOG BRIGHTRONIX\Gear and Panelboards | Part | Panel "X" Large 600A MLO, 120/208V 3PH 4W, #X MCM LUG - Surface Mounted 42K AIC 72 Slots, Nema-X | Panelboard Large 208V - 600Amp+ - 72 Slots | ea | 150 | 14 | GEAR-2025 |  |  |  |  | Gear Equipment | 16-250 - Gear Equipment |  | Yes
39301197 | 2025 COST CATALOG BRIGHTRONIX\Gear and Panelboards | Part | GFCI Breaker 20/1 amps single pole |  | ea | 0 | 0.5 | GEAR-2025 |  |  |  |  | Gear Equipment | 16-250 - Gear Equipment |  | Yes
39301198 | 2025 COST CATALOG BRIGHTRONIX\Gear and Panelboards | Part | Engraving plates or Labels |  | ea | 150 | 1 | GEAR Misscelaneous-2025 |  |  |  |  | Gear Equipment | 16-250 - Gear Equipment |  | Yes
39301199 | 2025 COST CATALOG BRIGHTRONIX\Gear and Panelboards | Part | Breaker 50/2 amps double pole |  | ea | 0 | 0.5 | GEAR-2025 |  |  |  |  | Gear Equipment | 16-250 - Gear Equipment |  | Yes
39301202 | 2025 COST CATALOG BRIGHTRONIX\Gear and Panelboards | Part | Panel, NEHB, w/ (12) 20 amp 1 pole circuit breakers, 4 wire, 277/480 volts, 225 amp main lug, NEMA 7 | Panel, NEHB, w/ (12) 20 amp 1 pole circuit breakers, 4 wire, 277/480 volts, 225 amp main lug, NEMA 7 | ea | 6100 | 17.778 | GEAR-2025 |  |  |  |  | Gear Equipment | 16-250 - Gear Equipment |  | Yes
39301209 | 2025 COST CATALOG BRIGHTRONIX\Gear and Panelboards | Part | Wireway 8" x 8" x 96" Nema 3R | Wire Gutter 8" N3R | ea | 550 | 4 | GEAR-2025 |  |  |  |  | Gear Equipment | 16-250 - Gear Equipment |  | Yes
39301211 | 2025 COST CATALOG BRIGHTRONIX\Gear and Panelboards | Part | Lighting Control Panel |  | ea | 150 | 6 | GEAR-2025 |  |  |  |  | Gear Equipment | 16-250 - Gear Equipment |  | Yes
39301212 | 2025 COST CATALOG BRIGHTRONIX\Gear and Panelboards | Part | Panel "X" Medium 200A MCB, 120/208V 3PH 4W, #X MCM LUG - Surface Mounted 42K AIC 42 Slots, Nema-X | Panelboard Medium 208V - 200Amp+ - 42 Slots | ea | 150 | 8 | GEAR-2025 |  |  |  |  | Gear Equipment | 16-250 - Gear Equipment |  | Yes
39301213 | 2025 COST CATALOG BRIGHTRONIX\Gear and Panelboards | Part | Breaker 25/2 amps double pole |  | ea | 0 | 0.5 | GEAR-2025 |  |  |  |  | Gear Equipment | 16-250 - Gear Equipment |  | Yes
39301214 | 2025 COST CATALOG BRIGHTRONIX\Gear and Panelboards | Part | Breaker 80/3 amps three pole |  | ea | 0 | 0.5 | GEAR-2025 |  |  |  |  | Gear Equipment | 16-250 - Gear Equipment |  | Yes
39301215 | 2025 COST CATALOG BRIGHTRONIX\Gear and Panelboards | Part | Breaker 30/2 amps double pole |  | ea | 0 | 0.5 | GEAR-2025 |  |  |  |  | Gear Equipment | 16-250 - Gear Equipment |  | Yes
39301219 | 2025 COST CATALOG BRIGHTRONIX\Gear and Panelboards | Part | Breaker 30/2 amps double pole |  | ea | 0 | 0.5 | GEAR-2025 |  |  |  |  | Gear Equipment | 16-250 - Gear Equipment |  | Yes
39301223 | 2025 COST CATALOG BRIGHTRONIX\Gear and Panelboards | Part | Breaker 125/3 amps Triple pole |  | ea | 0 | 0.5 | GEAR-2025 |  |  |  |  | Gear Equipment | 16-250 - Gear Equipment |  | Yes
39301224 | 2025 COST CATALOG BRIGHTRONIX\Gear and Panelboards | Part | Breaker 70/3 amps three pole |  | ea | 0 | 0.5 | GEAR-2025 |  |  |  |  | Gear Equipment | 16-250 - Gear Equipment |  | Yes
39301225 | 2025 COST CATALOG BRIGHTRONIX\Gear and Panelboards | Part | Panel, main circuit breaker, shunt trip, 400 amp | Panel, main circuit breaker, shunt trip, 400 amp | ea | 3350 | 11.429 | GEAR-2025 |  |  |  |  | Gear Equipment | 16-250 - Gear Equipment |  | Yes
39301226 | 2025 COST CATALOG BRIGHTRONIX\Gear and Panelboards | Part | Panel, main circuit breaker, shunt trip, 225 amp | Panel, main circuit breaker, shunt trip, 225 amp | ea | 2300 | 10 | GEAR-2025 |  |  |  |  | Gear Equipment | 16-250 - Gear Equipment |  | Yes
39301249 | 2025 COST CATALOG BRIGHTRONIX\Gear and Panelboards | Part | Panel, NEHB, w/ (12) 20 amp 1 pole circuit breakers, 4 wire, 277/480 volts, 100 amp main lug | Panel, NEHB, w/ (12) 20 amp 1 pole circuit breakers, 4 wire, 277/480 volts, 100 amp main lug | ea | 1350 | 9.091 | GEAR-2025 |  |  |  |  | Gear Equipment | 16-250 - Gear Equipment |  | Yes
39301261 | 2025 COST CATALOG BRIGHTRONIX\Gear and Panelboards | Part | Panel, NEHB, w/ (20) 20 amp 1 pole circuit breakers, 4 wire, 277/480 volts, 100 amp main lug | Panel, NEHB, w/ (20) 20 amp 1 pole circuit breakers, 4 wire, 277/480 volts, 100 amp main lug | ea | 2025 | 13.333 | GEAR-2025 |  |  |  |  | Gear Equipment | 16-250 - Gear Equipment |  | Yes
39301262 | 2025 COST CATALOG BRIGHTRONIX\Gear and Panelboards | Part | Panel, main circuit breaker, 480 volt, 3 pole, 3 wire 100 amp | Panel, main circuit breaker, 480 volt, 3 pole, 3 wire 100 amp | ea | 150 | 4 | GEAR-2025 |  |  |  |  | Gear Equipment | 16-250 - Gear Equipment |  | Yes
39301263 | 2025 COST CATALOG BRIGHTRONIX\Gear and Panelboards | Part | Panel, main circuit breaker, 120/208 volt, 3 pole, 4 wire 400 amp | Panel, main circuit breaker, 120/208 volt, 3 pole, 4 wire 400 amp | ea | 150 | 10 | GEAR-2025 |  |  |  |  | Gear Equipment | 16-250 - Gear Equipment |  | Yes
39301264 | 2025 COST CATALOG BRIGHTRONIX\Gear and Panelboards | Part | Panel, main circuit breaker, 240 volt, 3 pole, 3 wire 100 amp | Panel, main circuit breaker, 240 volt, 3 pole, 3 wire 100 amp | ea | 150 | 4 | GEAR-2025 |  |  |  |  | Gear Equipment | 16-250 - Gear Equipment |  | Yes
39301265 | 2025 COST CATALOG BRIGHTRONIX\Gear and Panelboards | Part | Panel, main circuit breaker, 120/208 volt, 3 pole, 4 wire 225 amp | Panel, main circuit breaker, 120/208 volt, 3 pole, 4 wire 225 amp | ea | 150 | 8 | GEAR-2025 |  |  |  |  | Gear Equipment | 16-250 - Gear Equipment |  | Yes
39301269 | 2025 COST CATALOG BRIGHTRONIX\Gear and Panelboards | Part | Panel, main circuit breaker, 240 volt, 1 pole, 3 wire 400 amp | Panel, main circuit breaker, 240 volt, 1 pole, 3 wire 400 amp | ea | 150 | 10 | GEAR-2025 |  |  |  |  | Gear Equipment | 16-250 - Gear Equipment |  | Yes
39301270 | 2025 COST CATALOG BRIGHTRONIX\Gear and Panelboards | Part | Panel, main circuit breaker, 240 volt, 1 pole, 3 wire 225 amp | Panel, main circuit breaker, 240 volt, 1 pole, 3 wire 225 amp | ea | 150 | 8 | GEAR-2025 |  |  |  |  | Gear Equipment | 16-250 - Gear Equipment |  | Yes
39301271 | 2025 COST CATALOG BRIGHTRONIX\Gear and Panelboards | Part | Panel, main circuit breaker, 240 volt, 1 pole, 3 wire 100 amp | Panel, main circuit breaker, 240 volt, 1 pole, 3 wire 100 amp | ea | 150 | 4 | GEAR-2025 |  |  |  |  | Gear Equipment | 16-250 - Gear Equipment |  | Yes
39301272 | 2025 COST CATALOG BRIGHTRONIX\Gear and Panelboards | Part | Panel, main circuit breaker, 480 volt, 3 pole, 3 wire 225 amp | Panel, main circuit breaker, 480 volt, 3 pole, 3 wire 225 amp | ea | 150 | 8 | GEAR-2025 |  |  |  |  | Gear Equipment | 16-250 - Gear Equipment |  | Yes
39301297 | 2025 COST CATALOG BRIGHTRONIX\Gear and Panelboards | Part | Lighting Contactor 20 AMP 12-POLE NEMA X - ELECTRICALLY HELD | ighting Contactor | ea | 500 | 5 | GEAR-2025 |  |  |  |  | Gear Equipment | 16-250 - Gear Equipment |  | Yes
39301298 | 2025 COST CATALOG BRIGHTRONIX\Gear and Panelboards | Part | Lighting Contactor 20 AMP 4-POLE NEMA X - ELECTRICALLY HELD | ighting Contactor | ea | 500 | 2 | GEAR-2025 |  |  |  |  | Gear Equipment | 16-250 - Gear Equipment |  | Yes
39301299 | 2025 COST CATALOG BRIGHTRONIX\Gear and Panelboards | Part | Telephone Cabinet, 26" x 24" x 8" NEMA 3R With interior Panel For Concept Enclosure, 24" x 24", Steel/Galvanized |  | ea | 450 | 6 | GEAR-2025 |  |  |  |  | Gear Equipment | 16-250 - Gear Equipment |  | Yes
39301301 | 2025 COST CATALOG BRIGHTRONIX\Gear and Panelboards | Part | Existing Panel | Item for work in existing panels and breakers | ea | 0 | 4 | GEAR-2025 |  |  |  |  | Gear Equipment | 16-250 - Gear Equipment |  | Yes
39301302 | 2025 COST CATALOG BRIGHTRONIX\Gear and Panelboards | Part | Breaker 35/3 amps three pole |  | ea | 0 | 0.5 | GEAR-2025 |  |  |  |  | Gear Equipment | 16-250 - Gear Equipment |  | Yes
39301303 | 2025 COST CATALOG BRIGHTRONIX\Gear and Panelboards | Part | Breaker 15/1 amps single pole |  | ea | 0 | 0.5 | GEAR-2025 |  |  |  |  | Gear Equipment | 16-250 - Gear Equipment |  | Yes
39301304 | 2025 COST CATALOG BRIGHTRONIX\Gear and Panelboards | Part | Existing Gears Panel Breaker Package | Existing Gears Panel Breaker | ea | 150 | 8 | GEAR-2025 |  |  |  |  | Gear Equipment | 16-250 - Gear Equipment |  | Yes
39301306 | 2025 COST CATALOG BRIGHTRONIX\Gear and Panelboards | Part | GFCI Breaker 20/2 amps double pole |  | ea | 0 | 0.5 | GEAR-2025 |  |  |  |  | Gear Equipment | 16-250 - Gear Equipment |  | Yes
39301309 | 2025 COST CATALOG BRIGHTRONIX\Gear and Panelboards | Part | Breaker 150/3 amps single pole |  | ea | 0 | 0.5 | GEAR-2025 |  |  |  |  | Gear Equipment | 16-250 - Gear Equipment |  | Yes
39301310 | 2025 COST CATALOG BRIGHTRONIX\Gear and Panelboards | Part | Breaker 100/2 amps double pole |  | ea | 0 | 0.5 | GEAR-2025 |  |  |  |  | Gear Equipment | 16-250 - Gear Equipment |  | Yes
39301311 | 2025 COST CATALOG BRIGHTRONIX\Gear and Panelboards | Part | GFCI Breaker 40/3 amps triple pole |  | ea | 0 | 0.5 | GEAR-2025 |  |  |  |  | Gear Equipment | 16-250 - Gear Equipment |  | Yes
39301312 | 2025 COST CATALOG BRIGHTRONIX\Gear and Panelboards | Part | GFCI Breaker 30/2 amps double pole |  | ea | 0 | 0.5 | GEAR-2025 |  |  |  |  | Gear Equipment | 16-250 - Gear Equipment |  | Yes
39301313 | 2025 COST CATALOG BRIGHTRONIX\Gear and Panelboards | Part | Breaker 30/1 amps single pole |  | ea | 0 | 0.5 | GEAR-2025 |  |  |  |  | Gear Equipment | 16-250 - Gear Equipment |  | Yes
39301314 | 2025 COST CATALOG BRIGHTRONIX\Gear and Panelboards | Part | X-Pole Time Clock Intermatic or Equal - Nema X | Wall Mount | ea | 150 | 2 | GEAR Misscelaneous-2025 |  |  |  |  | Gear Equipment | 16-250 - Gear Equipment |  | Yes
39301315 | 2025 COST CATALOG BRIGHTRONIX\Gear and Panelboards | Part | Breaker 100/3 amps three pole |  | ea | 0 | 0.5 | GEAR-2025 |  |  |  |  | Gear Equipment | 16-250 - Gear Equipment |  | Yes
39301317 | 2025 COST CATALOG BRIGHTRONIX\Gear and Panelboards | Part | Gears Package and miscelaneos |  | ea | 2800 | 12 | GEAR-2025 |  |  |  |  | Gear Equipment | 16-250 - Gear Equipment |  | Yes
39301318 | 2025 COST CATALOG BRIGHTRONIX\Gear and Panelboards | Part | GFCI Breaker 60/3 amps three pole |  | ea | 0 | 0.5 | GEAR-2025 |  |  |  |  | Gear Equipment | 16-250 - Gear Equipment |  | Yes
39301319 | 2025 COST CATALOG BRIGHTRONIX\Gear and Panelboards | Part | Breaker 35/2 amps double pole |  | ea | 0 | 0.5 | GEAR-2025 |  |  |  |  | Gear Equipment | 16-250 - Gear Equipment |  | Yes
39301320 | 2025 COST CATALOG BRIGHTRONIX\Gear and Panelboards | Part | Breaker 60/3 amps triple pole |  | ea | 0 | 0.5 | GEAR-2025 |  |  |  |  | Gear Equipment | 16-250 - Gear Equipment |  | Yes
39301321 | 2025 COST CATALOG BRIGHTRONIX\Gear and Panelboards | Part | Breaker 25/3 amps triple pole |  | ea | 0 | 0.5 | GEAR-2025 |  |  |  |  | Gear Equipment | 16-250 - Gear Equipment |  | Yes
39301322 | 2025 COST CATALOG BRIGHTRONIX\Gear and Panelboards | Part | Panel "X" Small 100A MCB, 120/208V 3PH 4W - Surface Mounted 42K AIC 18 Slots, Nema-X | Panelboard Small 208V - 100Amp+ - 18 Slots | ea | 150 | 4 | GEAR-2025 |  |  |  |  | Gear Equipment | 16-250 - Gear Equipment |  | Yes
39301323 | 2025 COST CATALOG BRIGHTRONIX\Gear and Panelboards | Part | Low Voltage Cabinet Enclosure | 36x36x8 Nema 3R cabinet enclosure BN363612-UL | ea | 650 | 4 | GEAR-2025 |  |  |  |  | Gear Equipment | 16-250 - Gear Equipment |  | Yes
39301324 | 2025 COST CATALOG BRIGHTRONIX\Gear and Panelboards | Part | Breaker 60/2 amps double pole |  | ea | 0 | 0.5 | GEAR-2025 |  |  |  |  | Gear Equipment | 16-250 - Gear Equipment |  | Yes
39301325 | 2025 COST CATALOG BRIGHTRONIX\Gear and Panelboards | Part | Breaker 40/2 amps double pole |  | ea | 0 | 0.5 | GEAR-2025 |  |  |  |  | Gear Equipment | 16-250 - Gear Equipment |  | Yes
39301326 | 2025 COST CATALOG BRIGHTRONIX\Gear and Panelboards | Part | Breaker 30/3 amps triple pole |  | ea | 0 | 0.5 | GEAR-2025 |  |  |  |  | Gear Equipment | 16-250 - Gear Equipment |  | Yes
39301327 | 2025 COST CATALOG BRIGHTRONIX\Gear and Panelboards | Part | Telephone Cabinet devices accessories with punch down | Telephone Cabinet | ea | 600 | 8 | GEAR-2025 |  |  |  |  | Gear Equipment | 16-250 - Gear Equipment |  | Yes
39301328 | 2025 COST CATALOG BRIGHTRONIX\Gear and Panelboards | Part | Panel, main circuit breaker, 480 volt, 3 pole, 3 wire 225 amp | Panel, main circuit breaker, 480 volt, 3 pole, 3 wire 225 amp | ea | 150 | 10 | GEAR-2025 |  |  |  |  | Gear Equipment | 16-250 - Gear Equipment |  | Yes
39301329 | 2025 COST CATALOG BRIGHTRONIX\Gear and Panelboards | Part | Breaker 45/2 amps double pole |  | ea | 0 | 0.5 | GEAR-2025 |  |  |  |  | Gear Equipment | 16-250 - Gear Equipment |  | Yes
39301330 | 2025 COST CATALOG BRIGHTRONIX\Gear and Panelboards | Part | Breaker 50/3 amps three pole |  | ea | 0 | 0.5 | GEAR-2025 |  |  |  |  | Gear Equipment | 16-250 - Gear Equipment |  | Yes
39301331 | 2025 COST CATALOG BRIGHTRONIX\Gear and Panelboards | Part | Breaker 200/3 amps double pole |  | ea | 0 | 0.5 | GEAR-2025 |  |  |  |  | Gear Equipment | 16-250 - Gear Equipment |  | Yes
39301332 | 2025 COST CATALOG BRIGHTRONIX\Gear and Panelboards | Part | Breaker 20/2 amps double pole |  | ea | 0 | 0.5 | GEAR-2025 |  |  |  |  | Gear Equipment | 16-250 - Gear Equipment |  | Yes
39301333 | 2025 COST CATALOG BRIGHTRONIX\Gear and Panelboards | Part | Breaker 45/3 amps Triple pole |  | ea | 0 | 0.5 | GEAR-2025 |  |  |  |  | Gear Equipment | 16-250 - Gear Equipment |  | Yes
39301334 | 2025 COST CATALOG BRIGHTRONIX\Gear and Panelboards | Part | Breaker 40/3 amps Triple pole |  | ea | 0 | 0.5 | GEAR-2025 |  |  |  |  | Gear Equipment | 16-250 - Gear Equipment |  | Yes
39301335 | 2025 COST CATALOG BRIGHTRONIX\Gear and Panelboards | Part | Breaker 15/2 amps double pole |  | ea | 0 | 0.5 | GEAR-2025 |  |  |  |  | Gear Equipment | 16-250 - Gear Equipment |  | Yes
39301336 | 2025 COST CATALOG BRIGHTRONIX\Gear and Panelboards | Part | Wire Gutter Ground Bar Aluminum Multiple Connector, 2/0-14 Awg | NSI 2/0-14-818 Aluminum Multiple Connector, 2/0-14 Awg, 8 Holes or 6 Circuits | ea | 0 | 2 | GEAR-2025 |  |  |  |  | Gear Equipment | 16-250 - Gear Equipment |  | Yes
39301337 | 2025 COST CATALOG BRIGHTRONIX\Gear and Panelboards | Part | Breaker 20/3 amps triple pole |  | ea | 0 | 0.5 | GEAR-2025 |  |  |  |  | Gear Equipment | 16-250 - Gear Equipment |  | Yes
39301338 | 2025 COST CATALOG BRIGHTRONIX\Gear and Panelboards | Part | GFCI Breaker 30/1 amps single pole |  | ea | 0 | 0.5 | GEAR-2025 |  |  |  |  | Gear Equipment | 16-250 - Gear Equipment |  | Yes
39301339 | 2025 COST CATALOG BRIGHTRONIX\Gear and Panelboards | Part | Wireway 12" x 12" x 96" Nema 1 | Wire Gutter 12" N1 | ea | 800 | 4 | GEAR-2025 |  |  |  |  | Gear Equipment | 16-250 - Gear Equipment |  | Yes
39301340 | 2025 COST CATALOG BRIGHTRONIX\Gear and Panelboards | Part | Breaker 35/3 amps triple pole |  | ea | 0 | 0.5 | GEAR-2025 |  |  |  |  | Gear Equipment | 16-250 - Gear Equipment |  | Yes
39301341 | 2025 COST CATALOG BRIGHTRONIX\Gear and Panelboards | Part | Breaker 70/2 amps double pole |  | ea | 0 | 0.5 | GEAR-2025 |  |  |  |  | Gear Equipment | 16-250 - Gear Equipment |  | Yes
39301342 | 2025 COST CATALOG BRIGHTRONIX\Gear and Panelboards | Part | Breaker 10/1 amps single pole |  | ea | 0 | 0.5 | GEAR-2025 |  |  |  |  | Gear Equipment | 16-250 - Gear Equipment |  | Yes
39301350 | 2025 COST CATALOG BRIGHTRONIX\Gear and Panelboards | Part | Polaris Tab "X" Ports for # | Polaris Tab Height by Wireway | ea | 0 | 0.08 | GEAR Misscelaneous-2025 |  |  |  |  | Gear Equipment | 16-250 - Gear Equipment |  | Yes
39301351 | 2025 COST CATALOG BRIGHTRONIX\Gear and Panelboards | Part | Breaker 20/1 amps single pole |  | ea | 0 | 0.5 | GEAR-2025 |  |  |  |  | Gear Equipment | 16-250 - Gear Equipment |  | Yes
39301352 | 2025 COST CATALOG BRIGHTRONIX\Gear and Panelboards | Part | Gear Package |  | ea | 7500 | 1 | GEAR-2025 |  |  |  |  | Gear Equipment | 16-250 - Gear Equipment |  | Yes
39301353 | 2025 COST CATALOG BRIGHTRONIX\Gear and Panelboards | Part | "SPD" Surge Protector Device | Surge Protection Device Mounted in Enclosure | ea | 0 | 1 | GEAR-2025 |  |  |  |  | Gear Equipment | 16-250 - Gear Equipment |  | Yes
39301908 | 2025 COST CATALOG BRIGHTRONIX\Gear and Panelboards | Part | Lighting Contactor - Nema X | Lighting Contactor | ea | 500 | 2 | GEAR Misscelaneous-2025 |  |  |  |  | Gear Equipment | 16-250 - Gear Equipment |  | Yes
39303518 | 2025 COST CATALOG BRIGHTRONIX\Gear and Panelboards | Part | Main Disconnect 400 Amp, 208V 3PH 4W Nema 3R 65K AIC | Disconnect For Gear Nema 3R | ea | 225 | 12 | GEAR-2025 |  |  |  |  | Gear Equipment | 16-250 - Gear Equipment |  | Yes
39303609 | 2025 COST CATALOG BRIGHTRONIX\Gear and Panelboards | Part | Main Disconnect 600 Amp, 208V 3PH 4W Nema 3R 65K AIC | Disconnect For Gear Nema 3R | ea | 225 | 16 | GEAR-2025 |  |  |  |  | Gear Equipment | 16-250 - Gear Equipment |  | Yes
39303617 | 2025 COST CATALOG BRIGHTRONIX\Gear and Panelboards | Part | Photocell | Photocell Control device | ea | 25 | 1 | GEAR-2025 |  |  |  |  | Gear Equipment | 16-250 - Gear Equipment |  | Yes
39304150 | 2025 COST CATALOG BRIGHTRONIX\Gear and Panelboards | Part | Grounding Busbar | Outdoor Ground Bar | ea | 250 | 2 | GEAR Misscelaneous-2025 |  |  |  |  | Gear Equipment | 16-250 - Gear Equipment |  | Yes
39539398 | 2025 COST CATALOG BRIGHTRONIX\Gear and Panelboards | Part | Transformer Pad Small Flat 82X66 | Model "TRPAD082066" | ea | 1300 | 36 | GEAR-2025 |  |  |  |  | Gear Equipment | 16-250 - Gear Equipment |  | Yes
39550628 | 2025 COST CATALOG BRIGHTRONIX\Gear and Panelboards | Part | 100A Main Nema 3R 120/240 Volt Semi-Flush Meter Socket & Main, Overhead Service | 100A Main Nema 3R 120/240 Volt Semi-Flush Meter Socket & Main, Overhead Service | ea | 150 | 0.7 | GEAR-2025 |  |  |  |  | Gear Equipment | 16-250 - Gear Equipment |  | Yes
39550629 | 2025 COST CATALOG BRIGHTRONIX\Gear and Panelboards | Part | 125A Main Nema 3R 120/240 Volt Surface Mounted Meter Socket & Main Breaker For Overhead Service | 125A Main Nema 3R 120/240 Volt Surface Mounted Meter Socket & Main Breaker For Overhead Service | ea | 150 | 0.6 | GEAR-2025 |  |  |  |  | Gear Equipment | 16-250 - Gear Equipment |  | Yes
39550630 | 2025 COST CATALOG BRIGHTRONIX\Gear and Panelboards | Part | 200A Main Nema 3R 120/240 Volt Surface Mounted Meter Socket & Main Breaker For Overhead Service | 200A Main Nema 3R 120/240 Volt Surface Mounted Meter Socket & Main Breaker For Overhead Service | ea | 150 | 0.7 | GEAR-2025 |  |  |  |  | Gear Equipment | 16-250 - Gear Equipment |  | Yes
39550631 | 2025 COST CATALOG BRIGHTRONIX\Gear and Panelboards | Part | 125A Main Nema 3R 120/240 Volt Semi-Flush Meter Socket & Main, Overhead Service | 125A Main Nema 3R 120/240 Volt Semi-Flush Meter Socket & Main, Overhead Service | ea | 150 | 0.7 | GEAR-2025 |  |  |  |  | Gear Equipment | 16-250 - Gear Equipment |  | Yes
39550632 | 2025 COST CATALOG BRIGHTRONIX\Gear and Panelboards | Part | 100A Main Nema 3R 120/240 Volt Surface Mounted Meter Socket & Main Breaker For Overhead Service | 100A Main Nema 3R 120/240 Volt Surface Mounted Meter Socket & Main Breaker For Overhead Service | ea | 150 | 0.6 | GEAR-2025 |  |  |  |  | Gear Equipment | 16-250 - Gear Equipment |  | Yes
39550633 | 2025 COST CATALOG BRIGHTRONIX\Gear and Panelboards | Part | 300A Main Nema 3R 120/240 Volt Semi-Flush Meter Socket & Main, Overhead Service | 300A Main Nema 3R 120/240 Volt Semi-Flush Meter Socket & Main, Overhead Service | ea | 150 | 0.9 | GEAR-2025 |  |  |  |  | Gear Equipment | 16-250 - Gear Equipment |  | Yes
39829271 | 2025 COST CATALOG BRIGHTRONIX\Gear and Panelboards | Part | 5/8" Ground Rod Couplings | 5/8" Ground Rod Couplings | ea | 9.5 | 0.15 | GEAR Misscelaneous-2025 |  |  |  |  | Gear Equipment | 16-250 - Gear Equipment |  | Yes
39829801 | 2025 COST CATALOG BRIGHTRONIX\Gear and Panelboards | Part | 5/8" x 10' Long Sectional Ground Rods | 5/8" Dia X 10' Long Copper-Clad Sectional Ground Rods | ea | 37.1 | 2 | GEAR Misscelaneous-2025 |  |  |  |  | Gear Equipment | 16-250 - Gear Equipment |  | Yes
39967469 | 2025 COST CATALOG BRIGHTRONIX\Gear and Panelboards | Part | Main Disconnect 200 Amp, 208V 3PH 4W Nema 3R 65K AIC | Disconnect For Gear Nema 3R | ea | 225 | 6 | GEAR-2025 |  |  |  |  | Gear Equipment | 16-250 - Gear Equipment |  | Yes
39967473 | 2025 COST CATALOG BRIGHTRONIX\Gear and Panelboards | Part | Main Disconnect 1200 Amp, 208V 3PH 4W Nema 3R 65K AIC | Disconnect For Gear Nema 3R | ea | 225 | 32 | GEAR-2025 |  |  |  |  | Gear Equipment | 16-250 - Gear Equipment |  | Yes
39967476 | 2025 COST CATALOG BRIGHTRONIX\Gear and Panelboards | Part | Main Disconnect 800 Amp, 208V 3PH 4W Nema 3R 65K AIC | Disconnect For Gear Nema 3R | ea | 225 | 20 | GEAR-2025 |  |  |  |  | Gear Equipment | 16-250 - Gear Equipment |  | Yes
40527350 | 2025 COST CATALOG BRIGHTRONIX\Gear and Panelboards | Part | 400A Main Nema 3R 120/240 Volt Surface Mounted Meter Socket & Main Breaker For Overhead Service | 400A Main Nema 3R 120/240 Volt Surface Mounted Meter Socket & Main Breaker For Overhead Service | ea | 150 | 0.8 | GEAR-2025 |  |  |  |  | Gear Equipment | 16-250 - Gear Equipment |  | Yes
40527354 | 2025 COST CATALOG BRIGHTRONIX\Gear and Panelboards | Part | 600A Main Nema 3R 120/240 Volt Surface Mounted Meter Socket & Main Breaker For Overhead Service | 600A Main Nema 3R 120/240 Volt Surface Mounted Meter Socket & Main Breaker For Overhead Service | ea | 150 | 0.9 | GEAR-2025 |  |  |  |  | Gear Equipment | 16-250 - Gear Equipment |  | Yes
41032266 | 2025 COST CATALOG BRIGHTRONIX\Gear and Panelboards | Part | Plywood Fire-Retardant Pressure-Treated - 3/4 in. x 4 ft. x 8 ft | 3/4 in. x 4 ft. x 8 ft. CDX Fire-Retardant Pressure-Treated Plywood | ea | 120 | 2 | GEAR-2025 |  |  |  |  | Gear Equipment | 16-250 - Gear Equipment |  | Yes
41120555 | 2025 COST CATALOG BRIGHTRONIX\Gear and Panelboards | Part | Wireway 12" x 12" x 120" Nema 3R | Wire Gutter 12" N3R | ea | 850 | 4 | GEAR Misscelaneous-2025 |  |  |  |  | Gear Equipment | 16-250 - Gear Equipment |  | Yes
41151956 | 2025 COST CATALOG BRIGHTRONIX\Gear and Panelboards | Part | Wireway 12" x 12" x 72" Nema 1 | Wire Gutter 12" N1 | ea | 650 | 4 | GEAR-2025 |  |  |  |  | Gear Equipment | 16-250 - Gear Equipment |  | Yes
41152289 | 2025 COST CATALOG BRIGHTRONIX\Gear and Panelboards | Part | Wireway 12" x 12" x 72" Nema 3R | Wire Gutter 12" N3R | ea | 990 | 4 | GEAR-2025 |  |  |  |  | Gear Equipment | 16-250 - Gear Equipment |  | Yes
41224748 | 2025 COST CATALOG BRIGHTRONIX\Gear and Panelboards | Part | Main Disconnect 1600 Amp, 208V 3PH 4W Nema 3R 65K AIC | Disconnect For Gear Nema 3R | ea | 225 | 36 | GEAR-2025 |  |  |  |  | Gear Equipment | 16-250 - Gear Equipment |  | Yes
41224749 | 2025 COST CATALOG BRIGHTRONIX\Gear and Panelboards | Part | Main Disconnect 2000 Amp, 208V 3PH 4W Nema 3R 65K AIC | Disconnect For Gear Nema 3R | ea | 225 | 38 | GEAR-2025 |  |  |  |  | Gear Equipment | 16-250 - Gear Equipment |  | Yes
41351723 | 2025 COST CATALOG BRIGHTRONIX\Gear and Panelboards | Part | Main Disconnect 2500 Amp, 208V 3PH 4W Nema 3R 65K AIC | Disconnect For Gear Nema 3R | ea | 225 | 42 | GEAR-2025 |  |  |  |  | Gear Equipment | 16-250 - Gear Equipment |  | Yes
42021446 | 2025 COST CATALOG BRIGHTRONIX\Gear and Panelboards | Part | Wireway 4" x 4" x 36" Nema 3R | Wire Gutter 4" N3R | ea | 100 | 4 | GEAR-2025 |  |  |  |  | Gear Equipment | 16-250 - Gear Equipment |  | Yes
42021447 | 2025 COST CATALOG BRIGHTRONIX\Gear and Panelboards | Part | Wireway 6" x 6" x 36" Nema 1 | Wire Gutter 6" Nema-1 | ea | 75 | 4 | GEAR-2025 |  |  |  |  | Gear Equipment | 16-250 - Gear Equipment |  | Yes
43717852 | 2025 COST CATALOG BRIGHTRONIX\Gear and Panelboards | Part | Interior Transformer Kit for Wall Mounting Bracket | WMB04 WALL MOUNT BRACKET KIT | ea | 645 | 3 | [8 empty] | Yes
39301354 | 2025 COST CATALOG BRIGHTRONIX\Strut Channel, Hanger Fittings and Threaded Rod | Part | 3/8-16 x 10' threaded rod, plated | 3/8-16 x 10' threaded rod, plated | ft | 4.71 | 0.013 | [8 empty] | Yes
39301355 | 2025 COST CATALOG BRIGHTRONIX\Strut Channel, Hanger Fittings and Threaded Rod | Part | 13/16" x 1-5/8" strut channel, 14 gauge, 9/16 holes galvanized | 13/16" x 1-5/8" strut channel, 14 gauge, 9/16 holes galvanized | ft | 2.91 | 0.04 | [8 empty] | Yes
39301356 | 2025 COST CATALOG BRIGHTRONIX\Strut Channel, Hanger Fittings and Threaded Rod | Part | 1-5/8" x 1-5/8" strut channel, 14 gauge, 9/16 holes plated | 1-5/8" x 1-5/8" strut channel, 14 gauge, 9/16 holes plated | ft | 2.97 | 0.06 | [8 empty] | Yes
39301357 | 2025 COST CATALOG BRIGHTRONIX\Strut Channel, Hanger Fittings and Threaded Rod | Part | 13/16" x 1-5/8" strut channel, 14 gauge, galvanized | 13/16" x 1-5/8" strut channel, 14 gauge, galvanized | ft | 2.73 | 0.04 | [8 empty] | Yes
39301358 | 2025 COST CATALOG BRIGHTRONIX\Strut Channel, Hanger Fittings and Threaded Rod | Part | 13/16" x 1-5/8" strut channel, 12 gauge, plated | 13/16" x 1-5/8" strut channel, 12 gauge, plated | ft | 2.2 | 0.04 | [8 empty] | Yes
39301359 | 2025 COST CATALOG BRIGHTRONIX\Strut Channel, Hanger Fittings and Threaded Rod | Part | 1-5/8" x 1-5/8" strut channel, 12 gauge, galvanized | 1-5/8" x 1-5/8" strut channel, 12 gauge, galvanized | ft | 3.79 | 0.06 | [8 empty] | Yes
39301360 | 2025 COST CATALOG BRIGHTRONIX\Strut Channel, Hanger Fittings and Threaded Rod | Part | 13/16" x 1-5/8" strut channel, 12 gauge, 9/16 holes, plated | 13/16" x 1-5/8" strut channel, 12 gauge, 9/16 holes, plated | ft | 2.61 | 0.04 | [8 empty] | Yes
39301361 | 2025 COST CATALOG BRIGHTRONIX\Strut Channel, Hanger Fittings and Threaded Rod | Part | 13/16" x 1-5/8" strut channel, 12 gauge, 9/16 holes, galvanized | 13/16" x 1-5/8" strut channel, 12 gauge, 9/16 holes, galvanized | ft | 2.71 | 0.04 | [8 empty] | Yes
39301362 | 2025 COST CATALOG BRIGHTRONIX\Strut Channel, Hanger Fittings and Threaded Rod | Part | 1-5/8" x 1-5/8" strut channel, 12 gauge, 9/16 holes, plated | 1-5/8" x 1-5/8" strut channel, 12 gauge, 9/16 holes, plated | ft | 2.86 | 0.06 | [8 empty] | Yes
39301363 | 2025 COST CATALOG BRIGHTRONIX\Strut Channel, Hanger Fittings and Threaded Rod | Part | 1-5/8" x 1-5/8" strut channel, 12 gauge, 9/16 holes, galvanized | 1-5/8" x 1-5/8" strut channel, 12 gauge, 9/16 holes, galvanized | ft | 2.86 | 0.06 | [8 empty] | Yes
39301364 | 2025 COST CATALOG BRIGHTRONIX\Strut Channel, Hanger Fittings and Threaded Rod | Part | 1/8 x 3" toggle bolt with wing nut | 1/8 x 3" toggle bolt with wing nut | ea | 0.14 | 0.1 | [8 empty] | Yes
39301365 | 2025 COST CATALOG BRIGHTRONIX\Strut Channel, Hanger Fittings and Threaded Rod | Part | 1/2 - 13 expansion anchors, flush type | 1/2 - 13 expansion anchors, flush type | ea | 1.49 | 0.25 | [8 empty] | Yes
39301366 | 2025 COST CATALOG BRIGHTRONIX\Strut Channel, Hanger Fittings and Threaded Rod | Part | 1/4 - 20 rod couplings | 1/4 - 20 rod couplings | ea | 1.54 | 0.05 | [8 empty] | Yes
39301367 | 2025 COST CATALOG BRIGHTRONIX\Strut Channel, Hanger Fittings and Threaded Rod | Part | 1/2-13 13/16" strut, channel nut | 1/2-13 13/16" strut, channel nut | ea | 1.07 | 0.05 | [8 empty] | Yes
39301368 | 2025 COST CATALOG BRIGHTRONIX\Strut Channel, Hanger Fittings and Threaded Rod | Part | 3/8 x 4" toggle bolt with wing nut | 3/8 x 4" toggle bolt with wing nut | ea | 0.4 | 0.2 | [8 empty] | Yes
39301369 | 2025 COST CATALOG BRIGHTRONIX\Strut Channel, Hanger Fittings and Threaded Rod | Part | 5/8 11 steel hex nuts | 5/8 11 steel hex nuts | ea | 0.33 | 0.1 | [8 empty] | Yes
39301370 | 2025 COST CATALOG BRIGHTRONIX\Strut Channel, Hanger Fittings and Threaded Rod | Part | 3/8-16 x 12' threaded rod, plated | 3/8-16 x 12' threaded rod, plated | ft | 5.9 | 0.013 | [8 empty] | Yes
39301371 | 2025 COST CATALOG BRIGHTRONIX\Strut Channel, Hanger Fittings and Threaded Rod | Part | 1/2-13 x 12' threaded rod, plated | 1/2-13 x 12' threaded rod, plated | ft | 10.2 | 0.015 | [8 empty] | Yes
39301372 | 2025 COST CATALOG BRIGHTRONIX\Strut Channel, Hanger Fittings and Threaded Rod | Part | 3/8 -16 rod couplings | 3/8 -16 rod couplings | ea | 3.11 | 0.05 | [8 empty] | Yes
39301373 | 2025 COST CATALOG BRIGHTRONIX\Strut Channel, Hanger Fittings and Threaded Rod | Part | 1/2 - 13 rod couplings | 1/2 - 13 rod couplings | ea | 3.19 | 0.08 | [8 empty] | Yes
39301374 | 2025 COST CATALOG BRIGHTRONIX\Strut Channel, Hanger Fittings and Threaded Rod | Part | 1/4-20 13/16" strut, channel nut spring | 1/4-20 13/16" strut, channel nut spring | ea | 1.27 | 0.06 | [8 empty] | Yes
39301375 | 2025 COST CATALOG BRIGHTRONIX\Strut Channel, Hanger Fittings and Threaded Rod | Part | 1/2" fender washers, 1-1/2 diameter | 1/2" fender washers, 1-1/2 diameter | ea | 0.08 | 0.04 | [8 empty] | Yes
39301376 | 2025 COST CATALOG BRIGHTRONIX\Strut Channel, Hanger Fittings and Threaded Rod | Part | 13/16" x 1-5/8" strut channel, 14 gauge, plated | 13/16" x 1-5/8" strut channel, 14 gauge, plated | ft | 2.2 | 0.04 | [8 empty] | Yes
39301377 | 2025 COST CATALOG BRIGHTRONIX\Strut Channel, Hanger Fittings and Threaded Rod | Part | 1/4-20 x 6' threaded rod, plated | 1/4-20 x 6' threaded rod, plated | ft | 1.75 | 0.0125 | [8 empty] | Yes
39301378 | 2025 COST CATALOG BRIGHTRONIX\Strut Channel, Hanger Fittings and Threaded Rod | Part | 1/2-13 x 6' threaded rod, plated | 1/2-13 x 6' threaded rod, plated | ft | 3.26 | 0.015 | [8 empty] | Yes
39301379 | 2025 COST CATALOG BRIGHTRONIX\Strut Channel, Hanger Fittings and Threaded Rod | Part | 1/2-13 x 10' threaded rod, plated | 1/2-13 x 10' threaded rod, plated | ft | 8.47 | 0.015 | [8 empty] | Yes
39301380 | 2025 COST CATALOG BRIGHTRONIX\Strut Channel, Hanger Fittings and Threaded Rod | Part | 5/8-11 x 6' threaded rod, plated | 5/8-11 x 6' threaded rod, plated | ft | 8.87 | 0.0175 | [8 empty] | Yes
39301381 | 2025 COST CATALOG BRIGHTRONIX\Strut Channel, Hanger Fittings and Threaded Rod | Part | 3/8-16 13/16" strut, channel nut | 3/8-16 13/16" strut, channel nut | ea | 1.06 | 0.05 | [8 empty] | Yes
39301382 | 2025 COST CATALOG BRIGHTRONIX\Strut Channel, Hanger Fittings and Threaded Rod | Part | 5/8-11 x 12' threaded rod, plated | 5/8-11 x 12' threaded rod, plated | ft | 15.5 | 0.0175 | [8 empty] | Yes
39301383 | 2025 COST CATALOG BRIGHTRONIX\Strut Channel, Hanger Fittings and Threaded Rod | Part | 3/16 x 3" toggle bolt with wing nut | 3/16 x 3" toggle bolt with wing nut | ea | 0.22 | 0.1 | [8 empty] | Yes
39301384 | 2025 COST CATALOG BRIGHTRONIX\Strut Channel, Hanger Fittings and Threaded Rod | Part | 1/4 x 4" toggle bolt with wing nut | 1/4 x 4" toggle bolt with wing nut | ea | 0.33 | 0.15 | [8 empty] | Yes
39301385 | 2025 COST CATALOG BRIGHTRONIX\Strut Channel, Hanger Fittings and Threaded Rod | Part | 1/4-20 1-5/8" strut, channel nut | 1/4-20 1-5/8" strut, channel nut | ea | 1.19 | 0.05 | [8 empty] | Yes
39301386 | 2025 COST CATALOG BRIGHTRONIX\Strut Channel, Hanger Fittings and Threaded Rod | Part | 1/2-13 13/16" strut, channel nut spring | 1/2-13 13/16" strut, channel nut spring | ea | 1.37 | 0.06 | [8 empty] | Yes
39301387 | 2025 COST CATALOG BRIGHTRONIX\Strut Channel, Hanger Fittings and Threaded Rod | Part | 1/4-20 x 12' threaded rod, plated | 1/4-20 x 12' threaded rod, plated | ft | 3.38 | 0.0115 | [8 empty] | Yes
39301388 | 2025 COST CATALOG BRIGHTRONIX\Strut Channel, Hanger Fittings and Threaded Rod | Part | 1/4" fender washers, 1-1/2 diameter | 1/4" fender washers, 1-1/2 diameter | ea | 0.03 | 0.02 | [8 empty] | Yes
39301389 | 2025 COST CATALOG BRIGHTRONIX\Strut Channel, Hanger Fittings and Threaded Rod | Part | 3/8" fender washers, 1-1/2 diameter | 3/8" fender washers, 1-1/2 diameter | ea | 0.05 | 0.03 | [8 empty] | Yes
39301390 | 2025 COST CATALOG BRIGHTRONIX\Strut Channel, Hanger Fittings and Threaded Rod | Part | 1-5/8" x 1-5/8" strut channel, 14 gauge, plated | 1-5/8" x 1-5/8" strut channel, 14 gauge, plated | ft | 3.14 | 0.06 | [8 empty] | Yes
39301391 | 2025 COST CATALOG BRIGHTRONIX\Strut Channel, Hanger Fittings and Threaded Rod | Part | 13/16" x 1-5/8" strut channel, 14 gauge, 9/16 holes plated | 13/16" x 1-5/8" strut channel, 14 gauge, 9/16 holes plated | ft | 2.21 | 0.04 | [8 empty] | Yes
39301392 | 2025 COST CATALOG BRIGHTRONIX\Strut Channel, Hanger Fittings and Threaded Rod | Part | 1-5/8" x 1-5/8" strut channel, 14 gauge, 9/16 holes galvanized | 1-5/8" x 1-5/8" strut channel, 14 gauge, 9/16 holes galvanized | ft | 3.81 | 0.06 | [8 empty] | Yes
39301393 | 2025 COST CATALOG BRIGHTRONIX\Strut Channel, Hanger Fittings and Threaded Rod | Part | 1-5/8" x 1-5/8" strut channel, 12 gauge, plated | 1-5/8" x 1-5/8" strut channel, 12 gauge, plated | ft | 3.14 | 0.06 | [8 empty] | Yes
39301394 | 2025 COST CATALOG BRIGHTRONIX\Strut Channel, Hanger Fittings and Threaded Rod | Part | 1/4-20 13/16" strut, channel nut | 1/4-20 13/16" strut, channel nut | ea | 1.04 | 0.05 | [8 empty] | Yes
39301395 | 2025 COST CATALOG BRIGHTRONIX\Strut Channel, Hanger Fittings and Threaded Rod | Part | 1/2 - 13 steel hex nuts | 1/2 - 13 steel hex nuts | ea | 0.29 | 0.05 | [8 empty] | Yes
39301396 | 2025 COST CATALOG BRIGHTRONIX\Strut Channel, Hanger Fittings and Threaded Rod | Part | 3/8 -16 steel hex nuts | 3/8 -16 steel hex nuts | ea | 0.23 | 0.03 | [8 empty] | Yes
39301397 | 2025 COST CATALOG BRIGHTRONIX\Strut Channel, Hanger Fittings and Threaded Rod | Part | 1/4-20 x 10' threaded rod, plated | 1/4-20 x 10' threaded rod, plated | ft | 2.8 | 0.0125 | [8 empty] | Yes
39301398 | 2025 COST CATALOG BRIGHTRONIX\Strut Channel, Hanger Fittings and Threaded Rod | Part | 13/16" x 1-5/8" strut channel, 12 gauge, galvanized | 13/16" x 1-5/8" strut channel, 12 gauge, galvanized | ft | 2.63 | 0.04 | [8 empty] | Yes
39301399 | 2025 COST CATALOG BRIGHTRONIX\Strut Channel, Hanger Fittings and Threaded Rod | Part | 1/2-13 1-5/8" strut, channel nut spring | 1/2-13 1-5/8" strut, channel nut spring | ea | 2.01 | 0.06 | [8 empty] | Yes
39301400 | 2025 COST CATALOG BRIGHTRONIX\Strut Channel, Hanger Fittings and Threaded Rod | Part | 1/4-20 1-5/8" strut, channel nut spring | 1/4-20 1-5/8" strut, channel nut spring | ea | 1.75 | 0.06 | [8 empty] | Yes
39301401 | 2025 COST CATALOG BRIGHTRONIX\Strut Channel, Hanger Fittings and Threaded Rod | Part | 5/8 11 rod couplings | 5/8 11 rod couplings | ea | 7.44 | 0.1 | [8 empty] | Yes
39301402 | 2025 COST CATALOG BRIGHTRONIX\Strut Channel, Hanger Fittings and Threaded Rod | Part | 1-5/8" x 1-5/8" strut channel, 14 gauge, galvanized | 1-5/8" x 1-5/8" strut channel, 14 gauge, galvanized | ft | 3.36 | 0.06 | [8 empty] | Yes
39301403 | 2025 COST CATALOG BRIGHTRONIX\Strut Channel, Hanger Fittings and Threaded Rod | Part | 5/8-11 x 10' threaded rod, plated | 5/8-11 x 10' threaded rod, plated | ft | 12.5 | 0.0175 | [8 empty] | Yes
39301404 | 2025 COST CATALOG BRIGHTRONIX\Strut Channel, Hanger Fittings and Threaded Rod | Part | 1/4 - 20 expansion anchors, flush type | 1/4 - 20 expansion anchors, flush type | ea | 0.34 | 0.15 | [8 empty] | Yes
39301405 | 2025 COST CATALOG BRIGHTRONIX\Strut Channel, Hanger Fittings and Threaded Rod | Part | 3/8 -16 expansion anchors, flush type | 3/8 -16 expansion anchors, flush type | ea | 0.55 | 0.15 | [8 empty] | Yes
39301406 | 2025 COST CATALOG BRIGHTRONIX\Strut Channel, Hanger Fittings and Threaded Rod | Part | 3/8-16 1-5/8" strut, channel nut | 3/8-16 1-5/8" strut, channel nut | ea | 1.38 | 0.05 | [8 empty] | Yes
39301407 | 2025 COST CATALOG BRIGHTRONIX\Strut Channel, Hanger Fittings and Threaded Rod | Part | 1/2-13 1-5/8" strut, channel nut | 1/2-13 1-5/8" strut, channel nut | ea | 1.51 | 0.05 | [8 empty] | Yes
39301408 | 2025 COST CATALOG BRIGHTRONIX\Strut Channel, Hanger Fittings and Threaded Rod | Part | 3/8-16 13/16" strut, channel nut spring | 3/8-16 13/16" strut, channel nut spring | ea | 1.27 | 0.06 | [8 empty] | Yes
39301409 | 2025 COST CATALOG BRIGHTRONIX\Strut Channel, Hanger Fittings and Threaded Rod | Part | 3/8-16 1-5/8" strut, channel nut spring | 3/8-16 1-5/8" strut, channel nut spring | ea | 1.85 | 0.06 | [8 empty] | Yes
39301410 | 2025 COST CATALOG BRIGHTRONIX\Strut Channel, Hanger Fittings and Threaded Rod | Part | 3/8-16 x 6' threaded rod, plated | 3/8-16 x 6' threaded rod, plated | ft | 1.92 | 0.013 | [8 empty] | Yes
39301411 | 2025 COST CATALOG BRIGHTRONIX\Strut Channel, Hanger Fittings and Threaded Rod | Part | 5/8 11 expansion anchors, flush type | 5/8 11 expansion anchors, flush type | ea | 2.13 | 0.3 | [8 empty] | Yes
39301412 | 2025 COST CATALOG BRIGHTRONIX\Strut Channel, Hanger Fittings and Threaded Rod | Part | 1/4 - 20 steel hex nuts | 1/4 - 20 steel hex nuts | ea | 0.22 | 0.02 | [8 empty] | Yes
39301912 | 2025 COST CATALOG BRIGHTRONIX\Strut Channel, Hanger Fittings and Threaded Rod | Part | Fixture hanger, 3/4" diameter, 8" long, flexible | Includes lamp and mounting hardware | ea | 23.5 | 0.8 | [8 empty] | Yes
39302047 | 2025 COST CATALOG BRIGHTRONIX\Strut Channel, Hanger Fittings and Threaded Rod | Part | Fixture hanger, 3/4" diameter, 15" long, flexible | Includes lamp and mounting hardware | ea | 31 | 0.8 | [8 empty] | Yes
39302098 | 2025 COST CATALOG BRIGHTRONIX\Strut Channel, Hanger Fittings and Threaded Rod | Part | Fixture hanger, 3/4" diameter, 18" long, flexible | Includes lamp and mounting hardware | ea | 35 | 0.8 | [8 empty] | Yes
39302258 | 2025 COST CATALOG BRIGHTRONIX\Strut Channel, Hanger Fittings and Threaded Rod | Part | Fixture hanger, 3/4" diameter, 10" long, flexible | Includes lamp and mounting hardware | ea | 26 | 0.8 | [8 empty] | Yes
39302262 | 2025 COST CATALOG BRIGHTRONIX\Strut Channel, Hanger Fittings and Threaded Rod | Part | Fixture hanger, 3/4" diameter, 4" long, flexible | Includes lamp and mounting hardware | ea | 21 | 0.8 | [8 empty] | Yes
39302263 | 2025 COST CATALOG BRIGHTRONIX\Strut Channel, Hanger Fittings and Threaded Rod | Part | Fixture hanger, 1/2" diameter, 10" long, flexible | Includes lamp and mounting hardware | ea | 21 | 0.667 | [8 empty] | Yes
39302264 | 2025 COST CATALOG BRIGHTRONIX\Strut Channel, Hanger Fittings and Threaded Rod | Part | Fixture hanger, 1/2" diameter, 8" long, flexible | Includes lamp and mounting hardware | ea | 19.7 | 0.667 | [8 empty] | Yes
39302265 | 2025 COST CATALOG BRIGHTRONIX\Strut Channel, Hanger Fittings and Threaded Rod | Part | Fixture hanger, 1/2" diameter, 6" long, flexible | Includes lamp and mounting hardware | ea | 17.8 | 0.667 | [8 empty] | Yes
39302368 | 2025 COST CATALOG BRIGHTRONIX\Strut Channel, Hanger Fittings and Threaded Rod | Part | 1/4" X 4" Toggle Bolts, Wing Nuts |  | ea | 0.39 | 0.15 | [8 empty] | Yes
39302444 | 2025 COST CATALOG BRIGHTRONIX\Strut Channel, Hanger Fittings and Threaded Rod | Part | Fixture hanger, 3/4" diameter, 12" long, flexible | Includes lamp and mounting hardware | ea | 27.5 | 0.8 | [8 empty] | Yes
39302505 | 2025 COST CATALOG BRIGHTRONIX\Strut Channel, Hanger Fittings and Threaded Rod | Part | Fixture hanger, 3/4" diameter, 6" long, flexible | Includes lamp and mounting hardware | ea | 23.5 | 0.8 | [8 empty] | Yes
39302506 | 2025 COST CATALOG BRIGHTRONIX\Strut Channel, Hanger Fittings and Threaded Rod | Part | Fixture hanger, 1/2" diameter, 18" long, flexible | Includes lamp and mounting hardware | ea | 27.5 | 0.667 | [8 empty] | Yes
39302507 | 2025 COST CATALOG BRIGHTRONIX\Strut Channel, Hanger Fittings and Threaded Rod | Part | Fixture hanger, 1/2" diameter, 15" long, flexible | Includes lamp and mounting hardware | ea | 23.5 | 0.667 | [8 empty] | Yes
39302508 | 2025 COST CATALOG BRIGHTRONIX\Strut Channel, Hanger Fittings and Threaded Rod | Part | Fixture hanger, 1/2" diameter, 12" long, flexible | Includes lamp and mounting hardware | ea | 22 | 0.667 | [8 empty] | Yes
39302509 | 2025 COST CATALOG BRIGHTRONIX\Strut Channel, Hanger Fittings and Threaded Rod | Part | Fixture hanger, 1/2" diameter, 4" long, flexible | Includes lamp and mounting hardware | ea | 16.4 | 0.667 | [8 empty] | Yes
39302514 | 2025 COST CATALOG BRIGHTRONIX\Strut Channel, Hanger Fittings and Threaded Rod | Part | 1/4" Fender Washer |  | ea | 0.1 | 0.009 | [8 empty] | Yes
39576021 | 2025 COST CATALOG BRIGHTRONIX\Strut Channel, Hanger Fittings and Threaded Rod | Part | Unistrut and Accessories | Unistrut, Threaded rods, Lock nuts etc... | ea | 50 | 0.5 | [8 empty] | Yes
41352624 | 2025 COST CATALOG BRIGHTRONIX\Strut Channel, Hanger Fittings and Threaded Rod | Part | Equipment Rack | 10' For lift Station | ea | 300 | 3 | [8 empty] | Yes
39301415 | 2025 COST CATALOG BRIGHTRONIX\.Flex Aluminum & Steel | Part | 1-1/2" Aluminum Rigid Conduit | 1-1/2" Aluminum Rigid Conduit | ft | 4.0683 | 0.07 | ALU_RMC-2025 | [7 empty] | Yes
39301416 | 2025 COST CATALOG BRIGHTRONIX\.Flex Aluminum & Steel | Part | 2-1/2" Aluminum Rigid Conduit | 2-1/2" Aluminum Rigid Conduit | ft | 9.1803 | 0.1 | ALU_RMC-2025 | [7 empty] | Yes
39301417 | 2025 COST CATALOG BRIGHTRONIX\.Flex Aluminum & Steel | Part | 1-1/4" Aluminum Rigid Conduit | 1-1/4" Aluminum Rigid Conduit | ft | 3.3441 | 0.06 | ALU_RMC-2025 | [7 empty] | Yes
39301418 | 2025 COST CATALOG BRIGHTRONIX\.Flex Aluminum & Steel | Part | 3" Aluminum Rigid Conduit | 3" Aluminum Rigid Conduit | ft | 12.0558 | 0.12 | ALU_RMC-2025 | [7 empty] | Yes
39301419 | 2025 COST CATALOG BRIGHTRONIX\.Flex Aluminum & Steel | Part | 3/4" Aluminum Rigid Conduit | 3/4" Aluminum Rigid Conduit | ft | 1.6294 | 0.04 | ALU_RMC-2025 | [7 empty] | Yes
39301420 | 2025 COST CATALOG BRIGHTRONIX\.Flex Aluminum & Steel | Part | 3-1/2" Aluminum Rigid Conduit | 3-1/2" Aluminum Rigid Conduit | ft | 14.4733 | 0.14 | ALU_RMC-2025 | [7 empty] | Yes
39301421 | 2025 COST CATALOG BRIGHTRONIX\.Flex Aluminum & Steel | Part | 1" Aluminum Rigid Conduit | 1" Aluminum Rigid Conduit | ft | 2.5027 | 0.045 | ALU_RMC-2025 | [7 empty] | Yes
39301427 | 2025 COST CATALOG BRIGHTRONIX\.Flex Aluminum & Steel | Part | 5" Aluminum Rigid Conduit | 5" Aluminum Rigid Conduit | ft | 23.824 | 0.2 | ALU_RMC-2025 | [7 empty] | Yes
39301433 | 2025 COST CATALOG BRIGHTRONIX\.Flex Aluminum & Steel | Part | 3" insulated ground bushings | 3" insulated ground bushings | ea | 20.7888 | 0.25 | [8 empty] | Yes
39301442 | 2025 COST CATALOG BRIGHTRONIX\.Flex Aluminum & Steel | Part | 6" Aluminum Rigid Conduit | 6" Aluminum Rigid Conduit | ft | 31.3642 | 0.25 | ALU_RMC-2025 | [7 empty] | Yes
39301443 | 2025 COST CATALOG BRIGHTRONIX\.Flex Aluminum & Steel | Part | 4" Aluminum Rigid Conduit | 4" Aluminum Rigid Conduit | ft | 17.1465 | 0.16 | ALU_RMC-2025 | [7 empty] | Yes
39301507 | 2025 COST CATALOG BRIGHTRONIX\.Flex Aluminum & Steel | Part | 4" insulated ground bushings | 4" insulated ground bushings | ea | 26.0499 | 0.3 | [8 empty] | Yes
39301515 | 2025 COST CATALOG BRIGHTRONIX\.Flex Aluminum & Steel | Part | 1/2" insulated ground bushings | 1/2" insulated ground bushings | ea | 5.0161 | 0.1 | [8 empty] | Yes
39301516 | 2025 COST CATALOG BRIGHTRONIX\.Flex Aluminum & Steel | Part | 3/4" insulated ground bushings | 3/4" insulated ground bushings | ea | 5.1226 | 0.1 | [8 empty] | Yes
39301517 | 2025 COST CATALOG BRIGHTRONIX\.Flex Aluminum & Steel | Part | 1" insulated ground bushings | 1" insulated ground bushings | ea | 5.4421 | 0.1 | [8 empty] | Yes
39301518 | 2025 COST CATALOG BRIGHTRONIX\.Flex Aluminum & Steel | Part | 1-1/4" insulated ground bushings | 1-1/4" insulated ground bushings | ea | 6.6243 | 0.15 | [8 empty] | Yes
39301546 | 2025 COST CATALOG BRIGHTRONIX\.Flex Aluminum & Steel | Part | 1-1/4" Flex Steel Conduit | 1-1/4" Flex Steel Conduit | ft | 2.4815 | 0.035 | FLEX-2025 | [7 empty] | Yes
39301547 | 2025 COST CATALOG BRIGHTRONIX\.Flex Aluminum & Steel | Part | 1" Flex Steel Conduit | 1" Flex Steel Conduit | ft | 1.885 | 0.0325 | FLEX-2025 | [7 empty] | Yes
39301548 | 2025 COST CATALOG BRIGHTRONIX\.Flex Aluminum & Steel | Part | 3/8" Malleable Squeeze Flex Connectors | 3/8" Malleable Squeeze Flex Connectors | ea | 1.2887 | 0.05 | FLEX-2025 | [7 empty] | Yes
39301549 | 2025 COST CATALOG BRIGHTRONIX\.Flex Aluminum & Steel | Part | 3/8" Flex Steel Conduit | 3/8" Flex Steel Conduit | ft | 0.67095 | 0.025 | FLEX-2025 | [7 empty] | Yes
39301550 | 2025 COST CATALOG BRIGHTRONIX\.Flex Aluminum & Steel | Part | 2" Malleable Squeeze Flex Connectors | 2" Malleable Squeeze Flex Connectors | ea | 15.7301 | 0.15 | FLEX-2025 | [7 empty] | Yes
39301551 | 2025 COST CATALOG BRIGHTRONIX\.Flex Aluminum & Steel | Part | 2" Flex Steel Conduit | 2" Flex Steel Conduit | ft | 4.8031 | 0.04 | FLEX-2025 | [7 empty] | Yes
39301552 | 2025 COST CATALOG BRIGHTRONIX\.Flex Aluminum & Steel | Part | 3" Flex Steel Conduit | 3" Flex Steel Conduit | ft | 10.2346 | 0.045 | FLEX-2025 | [7 empty] | Yes
39301553 | 2025 COST CATALOG BRIGHTRONIX\.Flex Aluminum & Steel | Part | 12/3 HCF Aluminum Armored Cable, 250', Brown/Orange/Gray | 12/3 Hospital Rated MC | ft | 1.8 | 0.12 | [8 empty] | Yes
39301590 | 2025 COST CATALOG BRIGHTRONIX\.Flex Aluminum & Steel | Part | 1-1/2" insulated ground bushings | 1-1/2" insulated ground bushings | ea | 7.3165 | 0.15 | [8 empty] | Yes
39301591 | 2025 COST CATALOG BRIGHTRONIX\.Flex Aluminum & Steel | Part | 2" insulated ground bushings | 2" insulated ground bushings | ea | 10.1175 | 0.2 | [8 empty] | Yes
39301592 | 2025 COST CATALOG BRIGHTRONIX\.Flex Aluminum & Steel | Part | 2-1/2" insulated ground bushings | 2-1/2" insulated ground bushings | ea | 16.5501 | 0.2 | [8 empty] | Yes
39301606 | 2025 COST CATALOG BRIGHTRONIX\.Flex Aluminum & Steel | Part | 1-1/2" Malleable Squeeze Flex Connectors | 1-1/2" Malleable Squeeze Flex Connectors | ea | 9.5211 | 0.1 | FLEX-2025 | [7 empty] | Yes
39301607 | 2025 COST CATALOG BRIGHTRONIX\.Flex Aluminum & Steel | Part | 1-1/4" Malleable Squeeze Flex Connectors | 1-1/4" Malleable Squeeze Flex Connectors | ea | 12.567 | 0.1 | FLEX-2025 | [7 empty] | Yes
39301608 | 2025 COST CATALOG BRIGHTRONIX\.Flex Aluminum & Steel | Part | 1" Malleable Squeeze Flex Connectors | 1" Malleable Squeeze Flex Connectors | ea | 4.2706 | 0.08 | [8 empty] | Yes
39301609 | 2025 COST CATALOG BRIGHTRONIX\.Flex Aluminum & Steel | Part | 3/4" Malleable Squeeze Flex Connectors | 3/4" Malleable Squeeze Flex Connectors | ea | 1.7786 | 0.06 | FLEX-2025 | [7 empty] | Yes
39301618 | 2025 COST CATALOG BRIGHTRONIX\.Flex Aluminum & Steel | Part | 3-1/2" Flex Steel Conduit | 3-1/2" Flex Steel Conduit | ft | 11.4914 | 0.0475 | FLEX-2025 | [7 empty] | Yes
39301619 | 2025 COST CATALOG BRIGHTRONIX\.Flex Aluminum & Steel | Part | 6" insulated ground bushings | 6" insulated ground bushings | ea | 127 | 0.5 | [8 empty] | Yes
39301658 | 2025 COST CATALOG BRIGHTRONIX\.Flex Aluminum & Steel | Part | 5" insulated ground bushings | 5" insulated ground bushings | ea | 145.053 | 0.4 | [8 empty] | Yes
39301659 | 2025 COST CATALOG BRIGHTRONIX\.Flex Aluminum & Steel | Part | 3-1/2" insulated ground bushings | 3-1/2" insulated ground bushings | ea | 23.888 | 0.25 | [8 empty] | Yes
39301675 | 2025 COST CATALOG BRIGHTRONIX\.Flex Aluminum & Steel | Part | 3/4" Flex Steel Conduit | 3/4" Flex Steel Conduit | ft | 1.0224 | 0.03 | FLEX-2025 | [7 empty] | Yes
39301676 | 2025 COST CATALOG BRIGHTRONIX\.Flex Aluminum & Steel | Part | 2-1/2" Malleable Squeeze Flex Connectors | 2-1/2" Malleable Squeeze Flex Connectors | ea | 30.246 | 0.15 | FLEX-2025 | [7 empty] | Yes
39301677 | 2025 COST CATALOG BRIGHTRONIX\.Flex Aluminum & Steel | Part | 3" Malleable Squeeze Flex Connectors | 3" Malleable Squeeze Flex Connectors | ea | 36.5934 | 0.2 | FLEX-2025 | [7 empty] | Yes
39301679 | 2025 COST CATALOG BRIGHTRONIX\.Flex Aluminum & Steel | Part | 1-1/2" Flex Steel Conduit | 1-1/2" Flex Steel Conduit | ft | 3.9724 | 0.0375 | FLEX-2025 | [7 empty] | Yes
39301680 | 2025 COST CATALOG BRIGHTRONIX\.Flex Aluminum & Steel | Part | 1/2" Aluminum Rigid Conduit | 1/2" Aluminum Rigid Conduit | ft | 1.2461 | 0.0375 | ALU_RMC-2025 | [7 empty] | Yes
39301681 | 2025 COST CATALOG BRIGHTRONIX\.Flex Aluminum & Steel | Part | 2-1/2" Flex Steel Conduit | 2-1/2" Flex Steel Conduit | ft | 5.9107 | 0.0425 | FLEX-2025 | [7 empty] | Yes
39301685 | 2025 COST CATALOG BRIGHTRONIX\.Flex Aluminum & Steel | Part | 2" Aluminum Rigid Conduit | 2" Aluminum Rigid Conduit | ft | 5.4421 | 0.085 | ALU_RMC-2025 | [7 empty] | Yes
39301905 | 2025 COST CATALOG BRIGHTRONIX\Lighting Fixtures | Custom | Industrial big Fan "install only, owner provide the fan" |  | ea | 50 | 3 | LIGHT-2025 |  |  |  |  | Lighting | 16-500 - Lighting |  | Yes
39301906 | 2025 COST CATALOG BRIGHTRONIX\Lighting Fixtures | Part | Lighting Fixture "S" | Stairwell Wall Mounted 4ft | ea | 50 | 1.5 | LIGHT-2025 |  |  |  |  | Lighting | 16-500 - Lighting |  | Yes
39301907 | 2025 COST CATALOG BRIGHTRONIX\Lighting Fixtures | Part | Led Tape Lighting by ft |  | ft | 0 | 0.015 | LIGHT-2025 |  |  |  |  | Lighting | 16-500 - Lighting |  | Yes
39301909 | 2025 COST CATALOG BRIGHTRONIX\Lighting Fixtures | Part | Lighting Fixture "L" | ceiling mounted | ea | 25 | 1.5 | LIGHT-2025 |  |  |  |  | Lighting | 16-500 - Lighting |  | Yes
39301910 | 2025 COST CATALOG BRIGHTRONIX\Lighting Fixtures | Part | Track lighting Install only | ceiling mounted | ea | 25 | 1.5 | LIGHT-2025 |  |  |  |  | Lighting | 16-500 - Lighting |  | Yes
39301911 | 2025 COST CATALOG BRIGHTRONIX\Lighting Fixtures | Part | Lighting Fixture "CF1" | ceiling mounted | ea | 25 | 1.5 | LIGHT-2025 |  |  |  |  | Lighting | 16-500 - Lighting |  | Yes
39301913 | 2025 COST CATALOG BRIGHTRONIX\Lighting Fixtures | Part | Lighting Fixture "H1" | ceiling mounted | ea | 25 | 1.5 | LIGHT-2025 |  |  |  |  | Lighting | 16-500 - Lighting |  | Yes
39301914 | 2025 COST CATALOG BRIGHTRONIX\Lighting Fixtures | Part | Lighting Fixture "H2" | ceiling mounted | ea | 25 | 1.5 | LIGHT-2025 |  |  |  |  | Lighting | 16-500 - Lighting |  | Yes
39301915 | 2025 COST CATALOG BRIGHTRONIX\Lighting Fixtures | Part | Lighting Fixture "X1" | ceiling mounted | ea | 50 | 1.5 | LIGHT-2025 |  |  |  |  | Lighting | 16-500 - Lighting |  | Yes
39301916 | 2025 COST CATALOG BRIGHTRONIX\Lighting Fixtures | Part | Lighting Fixture "F1" | ceiling mounted | ea | 25 | 1.5 | LIGHT-2025 |  |  |  |  | Lighting | 16-500 - Lighting |  | Yes
39301917 | 2025 COST CATALOG BRIGHTRONIX\Lighting Fixtures | Part | Wall sconce light |  | ea | 10 | 0.5 | LIGHT-2027 |  |  |  |  | Lighting | 16-500 - Lighting |  | Yes
39301918 | 2025 COST CATALOG BRIGHTRONIX\Lighting Fixtures | Part | Lighting Fixture "L9" | ceiling mounted | ea | 25 | 1.5 | LIGHT-2025 |  |  |  |  | Lighting | 16-500 - Lighting |  | Yes
39301919 | 2025 COST CATALOG BRIGHTRONIX\Lighting Fixtures | Part | Lighting Fixture "L12" | ceiling mounted | ea | 25 | 1.5 | LIGHT-2025 |  |  |  |  | Lighting | 16-500 - Lighting |  | Yes
39301924 | 2025 COST CATALOG BRIGHTRONIX\Lighting Fixtures | Part | Lighting poles, 16' high galvanized, steel pole, anchor base, not including concrete base | Lighting poles, 16' high galvanized, steel pole, anchor base, not including concrete base | ea | 865 | 2.759 | LIGHT-2025 |  |  |  |  | Lighting | 16-500 - Lighting |  | Yes
39301925 | 2025 COST CATALOG BRIGHTRONIX\Lighting Fixtures | Part | Lighting poles, 12' high galvanized, steel pole, anchor base, not including concrete base | Lighting poles, 12' high galvanized, steel pole, anchor base, not including concrete base | ea | 765 | 2.353 | LIGHT-2025 |  |  |  |  | Lighting | 16-500 - Lighting |  | Yes
39301926 | 2025 COST CATALOG BRIGHTRONIX\Lighting Fixtures | Part | Lighting poles, 35' high, anchor base, without concrete base, powder CT STL | Lighting poles, 35' high, anchor base, without concrete base, powder CT STL | ea | 1600 | 8.333 | LIGHT-2025 |  |  |  |  | Lighting | 16-500 - Lighting |  | Yes
39301927 | 2025 COST CATALOG BRIGHTRONIX\Lighting Fixtures | Part | Lighting poles, 30' high, anchor base, without concrete base, powder CT STL | Lighting poles, 30' high, anchor base, without concrete base, powder CT STL | ea | 1450 | 8.696 | LIGHT-2025 |  |  |  |  | Lighting | 16-500 - Lighting |  | Yes
39301928 | 2025 COST CATALOG BRIGHTRONIX\Lighting Fixtures | Part | Lighting poles, 20' high, anchor base, without concrete base, powder CT STL | Lighting poles, 20' high, anchor base, without concrete base, powder CT STL | ea | 1050 | 6.897 | LIGHT-2025 |  |  |  |  | Lighting | 16-500 - Lighting |  | Yes
39301935 | 2025 COST CATALOG BRIGHTRONIX\Lighting Fixtures | Part | Lighting poles, 12' high aluminum pole, anchor base, not including concrete base | Lighting poles, 12' high aluminum pole, anchor base, not including concrete base | ea | 860 | 2.105 | LIGHT-2025 |  |  |  |  | Lighting | 16-500 - Lighting |  | Yes
39301961 | 2025 COST CATALOG BRIGHTRONIX\Lighting Fixtures | Part | Lighting Fixture "AE" | ceiling mounted | ea | 50 | 1.5 | LIGHT-2025 |  |  |  |  | Lighting | 16-500 - Lighting |  | Yes
39301962 | 2025 COST CATALOG BRIGHTRONIX\Lighting Fixtures | Part | Lighting Fixture "R" | Exit Sigh Combo Ceiling or Wall mounted | ea | 50 | 1.5 | LIGHT-2025 |  |  |  |  | Lighting | 16-500 - Lighting |  | Yes
39301963 | 2025 COST CATALOG BRIGHTRONIX\Lighting Fixtures | Part | Wall Sconce Light Installation |  | ea | 10 | 0.6 | LIGHT-2028 |  |  |  |  | Lighting | 16-500 - Lighting |  | Yes
39301964 | 2025 COST CATALOG BRIGHTRONIX\Lighting Fixtures | Part | Lighting Fixture "B" | ceiling mounted | ea | 25 | 1.5 | LIGHT-2025 |  |  |  |  | Lighting | 16-500 - Lighting |  | Yes
39301965 | 2025 COST CATALOG BRIGHTRONIX\Lighting Fixtures | Part | Lighting Fixture "H" | ceiling mounted | ea | 25 | 1.5 | LIGHT-2025 |  |  |  |  | Lighting | 16-500 - Lighting |  | Yes
39301966 | 2025 COST CATALOG BRIGHTRONIX\Lighting Fixtures | Part | Lighting Fixture "J" | ceiling mounted | ea | 25 | 1.5 | LIGHT-2025 |  |  |  |  | Lighting | 16-500 - Lighting |  | Yes
39301967 | 2025 COST CATALOG BRIGHTRONIX\Lighting Fixtures | Part | Lighting poles, 20' high fiberglass pole, 1 or 2 fixtures | Lighting poles, 20' high fiberglass pole, 1 or 2 fixtures | ea | 795 | 5 | LIGHT-2025 |  |  |  |  | Lighting | 16-500 - Lighting |  | Yes
39301990 | 2025 COST CATALOG BRIGHTRONIX\Lighting Fixtures | Part | Lighting Package Lump Sum |  | ea | 14500 | 1 | LIGHT-2025 |  |  |  |  | Lighting | 16-500 - Lighting |  | Yes
39302033 | 2025 COST CATALOG BRIGHTRONIX\Lighting Fixtures | Part | Lighting poles, 25' high, anchor base, without concrete base, powder CT STL | Lighting poles, 25' high, anchor base, without concrete base, powder CT STL | ea | 1050 | 7.407 | LIGHT-2025 |  |  |  |  | Lighting | 16-500 - Lighting |  | Yes
39302034 | 2025 COST CATALOG BRIGHTRONIX\Lighting Fixtures | Part | Lighting Fixture "X" | ceiling mounted | ea | 50 | 1.5 | LIGHT-2025 |  |  |  |  | Lighting | 16-500 - Lighting |  | Yes
39302035 | 2025 COST CATALOG BRIGHTRONIX\Lighting Fixtures | Part | Lighting Fixture "C EM" | ceiling mounted | ea | 50 | 1.5 | LIGHT-2025 |  |  |  |  | Lighting | 16-500 - Lighting |  | Yes
39302036 | 2025 COST CATALOG BRIGHTRONIX\Lighting Fixtures | Part | Lighting Fixture "E" | ceiling mounted | ea | 50 | 1.5 | LIGHT-2025 |  |  |  |  | Lighting | 16-500 - Lighting |  | Yes
39302038 | 2025 COST CATALOG BRIGHTRONIX\Lighting Fixtures | Part | Installation of Lighting poles | Lighting pole, 20' high aluminum pole, anchor base, not including concrete base | ea | 350 | 6.897 | LIGHT-2025 |  |  |  |  | Lighting | 16-500 - Lighting |  | Yes
39302039 | 2025 COST CATALOG BRIGHTRONIX\Lighting Fixtures | Part | Lighting Fixture "D" | ceiling mounted | ea | 25 | 1.5 | LIGHT-2025 |  |  |  |  | Lighting | 16-500 - Lighting |  | Yes
39302040 | 2025 COST CATALOG BRIGHTRONIX\Lighting Fixtures | Part | Lighting poles, 16' high aluminum pole, anchor base, not including concrete base | Lighting poles, 16' high aluminum pole, anchor base, not including concrete base | ea | 980 | 2.667 | LIGHT-2025 |  |  |  |  | Lighting | 16-500 - Lighting |  | Yes
39302041 | 2025 COST CATALOG BRIGHTRONIX\Lighting Fixtures | Part | Lighting Fixture "K" | ceiling mounted | ea | 25 | 1.5 | LIGHT-2025 |  |  |  |  | Lighting | 16-500 - Lighting |  | Yes
39302043 | 2025 COST CATALOG BRIGHTRONIX\Lighting Fixtures | Part | Lighting poles, galvanized, steel bracket arm, 2 arm | Lighting poles, galvanized, steel bracket arm, 2 arm | ea | 310 | 1 | LIGHT-2025 |  |  |  |  | Lighting | 16-500 - Lighting |  | Yes
39302044 | 2025 COST CATALOG BRIGHTRONIX\Lighting Fixtures | Part | Lighting poles, galvanized, steel bracket arm, 1 arm | Lighting poles, galvanized, steel bracket arm, 1 arm | ea | 201 | 1 | LIGHT-2025 |  |  |  |  | Lighting | 16-500 - Lighting |  | Yes
39302046 | 2025 COST CATALOG BRIGHTRONIX\Lighting Fixtures | Part | Lighting poles, 18' high galvanized, steel pole, anchor base, not including concrete base | Lighting poles, 18' high galvanized, steel pole, anchor base, not including concrete base | ea | 910 | 2.963 | LIGHT-2025 |  |  |  |  | Lighting | 16-500 - Lighting |  | Yes
39302049 | 2025 COST CATALOG BRIGHTRONIX\Lighting Fixtures | Part | Lighting Fixture "F" | ceiling mounted | ea | 25 | 1.5 | LIGHT-2025 |  |  |  |  | Lighting | 16-500 - Lighting |  | Yes
39302050 | 2025 COST CATALOG BRIGHTRONIX\Lighting Fixtures | Part | Lighting Fixture "EC" | ceiling mounted | ea | 50 | 1.5 | LIGHT-2025 |  |  |  |  | Lighting | 16-500 - Lighting |  | Yes
39302052 | 2025 COST CATALOG BRIGHTRONIX\Lighting Fixtures | Part | Fixture Type "S4" | Site & Area lighting | ea | 50 | 4 | LIGHT-2025 |  |  |  |  | Lighting | 16-500 - Lighting |  | Yes
39302057 | 2025 COST CATALOG BRIGHTRONIX\Lighting Fixtures | Part | Lighting poles, 30' high fiberglass pole, 1 or 2 fixtures | Lighting poles, 30' high fiberglass pole, 1 or 2 fixtures | ea | 985 | 5.556 | LIGHT-2025 |  |  |  |  | Lighting | 16-500 - Lighting |  | Yes
39302059 | 2025 COST CATALOG BRIGHTRONIX\Lighting Fixtures | Part | Lighting Fixture "L2" | ceiling mounted | ea | 25 | 1.5 | LIGHT-2025 |  |  |  |  | Lighting | 16-500 - Lighting |  | Yes
39302060 | 2025 COST CATALOG BRIGHTRONIX\Lighting Fixtures | Part | Exit sign ceiling or wall mount, LED, single face | Exit sign ceiling or wall mount, LED, single face | ea | 47.5 | 1 | LIGHT-2025 |  |  |  |  | Lighting | 16-500 - Lighting |  | Yes
39302061 | 2025 COST CATALOG BRIGHTRONIX\Lighting Fixtures | Part | Vanity Light | light not included | ea | 15 | 1 | LIGHT-2026 |  |  |  |  | Lighting | 16-500 - Lighting |  | Yes
39302062 | 2025 COST CATALOG BRIGHTRONIX\Lighting Fixtures | Part | Lighting Fixture "Z" | ceiling mounted | ea | 25 | 1.5 | LIGHT-2025 |  |  |  |  | Lighting | 16-500 - Lighting |  | Yes
39302065 | 2025 COST CATALOG BRIGHTRONIX\Lighting Fixtures | Part | Lighting poles, aluminum bracket arm, 4 arm | Lighting poles, aluminum bracket arm, 4 arm | ea | 540 | 1.667 | LIGHT-2025 |  |  |  |  | Lighting | 16-500 - Lighting |  | Yes
39302083 | 2025 COST CATALOG BRIGHTRONIX\Lighting Fixtures | Part | Lighting Fixture "EM1" | Wall mounted | ea | 50 | 1.5 | LIGHT-2025 |  |  |  |  | Lighting | 16-500 - Lighting |  | Yes
39302084 | 2025 COST CATALOG BRIGHTRONIX\Lighting Fixtures | Part | Lighting Fixture "G1" | ceiling mounted | ea | 25 | 1.5 | LIGHT-2025 |  |  |  |  | Lighting | 16-500 - Lighting |  | Yes
39302085 | 2025 COST CATALOG BRIGHTRONIX\Lighting Fixtures | Part | Lighting poles, 12' high wood pole, 4-1/2" x 5-1/8" | Lighting poles, 12' high wood pole, 4-1/2" x 5-1/8" | ea | 540 | 1.404 | LIGHT-2025 |  |  |  |  | Lighting | 16-500 - Lighting |  | Yes
39302086 | 2025 COST CATALOG BRIGHTRONIX\Lighting Fixtures | Part | Lighting Fixture "FE" | ceiling mounted | ea | 50 | 1.5 | LIGHT-2025 |  |  |  |  | Lighting | 16-500 - Lighting |  | Yes
39302087 | 2025 COST CATALOG BRIGHTRONIX\Lighting Fixtures | Part | Lighting Fixture "GE" | ceiling mounted | ea | 50 | 1.5 | LIGHT-2025 |  |  |  |  | Lighting | 16-500 - Lighting |  | Yes
39302088 | 2025 COST CATALOG BRIGHTRONIX\Lighting Fixtures | Part | Lighting Fixture "B EM" | ceiling mounted | ea | 50 | 1.5 | LIGHT-2025 |  |  |  |  | Lighting | 16-500 - Lighting |  | Yes
39302090 | 2025 COST CATALOG BRIGHTRONIX\Lighting Fixtures | Part | Lighting poles, 14' high galvanized, steel pole, anchor base, not including concrete base | Lighting poles, 14' high galvanized, steel pole, anchor base, not including concrete base | ea | 815 | 2.581 | LIGHT-2025 |  |  |  |  | Lighting | 16-500 - Lighting |  | Yes
39302091 | 2025 COST CATALOG BRIGHTRONIX\Lighting Fixtures | Part | Lighting poles, 30' high, cast aluminum, transformer bases, not including concrete base | Lighting poles, 30' high, cast aluminum, transformer bases, not including concrete base | ea | 840 | 2.667 | LIGHT-2025 |  |  |  |  | Lighting | 16-500 - Lighting |  | Yes
39302093 | 2025 COST CATALOG BRIGHTRONIX\Lighting Fixtures | Part | Lighting poles, 10' high aluminum pole, anchor base, not including concrete base | Lighting poles, 10' high aluminum pole, anchor base, not including concrete base | ea | 825 | 2 | LIGHT-2025 |  |  |  |  | Lighting | 16-500 - Lighting |  | Yes
39302094 | 2025 COST CATALOG BRIGHTRONIX\Lighting Fixtures | Part | Lighting poles, 14' high aluminum pole, anchor base, not including concrete base | Lighting poles, 14' high aluminum pole, anchor base, not including concrete base | ea | 895 | 2.353 | LIGHT-2025 |  |  |  |  | Lighting | 16-500 - Lighting |  | Yes
39302103 | 2025 COST CATALOG BRIGHTRONIX\Lighting Fixtures | Part | Fixture Type "D1CB" | Site & Area lighting | ea | 50 | 4 | LIGHT-2025 |  |  |  |  | Lighting | 16-500 - Lighting |  | Yes
39302104 | 2025 COST CATALOG BRIGHTRONIX\Lighting Fixtures | Part | Fixture Type "2SLA4" | Site & Area lighting | ea | 50 | 5 | LIGHT-2025 |  |  |  |  | Lighting | 16-500 - Lighting |  | Yes
39302107 | 2025 COST CATALOG BRIGHTRONIX\Lighting Fixtures | Part | Lighting Fixture "F2" | Outside Wall Mounted | ea | 25 | 2.5 | LIGHT-2025 |  |  |  |  | Lighting | 16-500 - Lighting |  | Yes
39302108 | 2025 COST CATALOG BRIGHTRONIX\Lighting Fixtures | Part | Lighting Fixture "B4" | ceiling mounted | ea | 25 | 1.5 | LIGHT-2025 |  |  |  |  | Lighting | 16-500 - Lighting |  | Yes
39302110 | 2025 COST CATALOG BRIGHTRONIX\Lighting Fixtures | Part | Lighting Fixture "OA" | ceiling mounted | ea | 25 | 2 | LIGHT-2025 |  |  |  |  | Lighting | 16-500 - Lighting |  | Yes
39302111 | 2025 COST CATALOG BRIGHTRONIX\Lighting Fixtures | Part | Lighting Fixture "RC" | ceiling mounted | ea | 25 | 1.5 | LIGHT-2025 |  |  |  |  | Lighting | 16-500 - Lighting |  | Yes
39302112 | 2025 COST CATALOG BRIGHTRONIX\Lighting Fixtures | Part | Lighting Fixture "DL6" | ceiling mounted | ea | 25 | 1.5 | LIGHT-2025 |  |  |  |  | Lighting | 16-500 - Lighting |  | Yes
39302113 | 2025 COST CATALOG BRIGHTRONIX\Lighting Fixtures | Part | Lighting Fixture "DL7" | ceiling mounted | ea | 25 | 1.5 | LIGHT-2025 |  |  |  |  | Lighting | 16-500 - Lighting |  | Yes
39302114 | 2025 COST CATALOG BRIGHTRONIX\Lighting Fixtures | Part | Lighting Fixture "DL8" | ceiling mounted | ea | 25 | 1.5 | LIGHT-2025 |  |  |  |  | Lighting | 16-500 - Lighting |  | Yes
39302115 | 2025 COST CATALOG BRIGHTRONIX\Lighting Fixtures | Part | Lighting Fixture "DL9" | ceiling mounted | ea | 25 | 1.5 | LIGHT-2025 |  |  |  |  | Lighting | 16-500 - Lighting |  | Yes
39302116 | 2025 COST CATALOG BRIGHTRONIX\Lighting Fixtures | Part | Lighting Fixture "EX3" | ceiling mounted | ea | 50 | 1.5 | LIGHT-2025 |  |  |  |  | Lighting | 16-500 - Lighting |  | Yes
39302117 | 2025 COST CATALOG BRIGHTRONIX\Lighting Fixtures | Part | Lighting Fixture "EX4" | ceiling mounted | ea | 50 | 1.5 | LIGHT-2025 |  |  |  |  | Lighting | 16-500 - Lighting |  | Yes
39302118 | 2025 COST CATALOG BRIGHTRONIX\Lighting Fixtures | Part | Lighting Fixture "N1" | ceiling mounted | ea | 25 | 1.5 | LIGHT-2025 |  |  |  |  | Lighting | 16-500 - Lighting |  | Yes
39302119 | 2025 COST CATALOG BRIGHTRONIX\Lighting Fixtures | Part | Lighting Fixture "R1" | Exit Sigh Combo Ceiling or Wall mounted | ea | 50 | 1.5 | LIGHT-2025 |  |  |  |  | Lighting | 16-500 - Lighting |  | Yes
39302120 | 2025 COST CATALOG BRIGHTRONIX\Lighting Fixtures | Part | Lighting Fixture "R3" | Exit Sigh Combo Ceiling or Wall mounted | ea | 50 | 1.5 | LIGHT-2025 |  |  |  |  | Lighting | 16-500 - Lighting |  | Yes
39302121 | 2025 COST CATALOG BRIGHTRONIX\Lighting Fixtures | Part | Lighting Fixture "L4" | ceiling mounted | ea | 25 | 1.5 | LIGHT-2025 |  |  |  |  | Lighting | 16-500 - Lighting |  | Yes
39302122 | 2025 COST CATALOG BRIGHTRONIX\Lighting Fixtures | Part | Lighting Fixture "L13" | ceiling mounted | ea | 25 | 1.5 | LIGHT-2025 |  |  |  |  | Lighting | 16-500 - Lighting |  | Yes
39302123 | 2025 COST CATALOG BRIGHTRONIX\Lighting Fixtures | Part | Lighting Fixture "L11" | ceiling mounted | ea | 25 | 1.5 | LIGHT-2025 |  |  |  |  | Lighting | 16-500 - Lighting |  | Yes
39302124 | 2025 COST CATALOG BRIGHTRONIX\Lighting Fixtures | Part | Lighting Fixture "L5" | ceiling mounted | ea | 25 | 1.5 | LIGHT-2025 |  |  |  |  | Lighting | 16-500 - Lighting |  | Yes
39302125 | 2025 COST CATALOG BRIGHTRONIX\Lighting Fixtures | Part | Lighting Fixture "L10" | ceiling mounted | ea | 25 | 1.5 | LIGHT-2025 |  |  |  |  | Lighting | 16-500 - Lighting |  | Yes
39302126 | 2025 COST CATALOG BRIGHTRONIX\Lighting Fixtures | Part | Lighting Fixture "L8" | ceiling mounted | ea | 25 | 1.5 | LIGHT-2025 |  |  |  |  | Lighting | 16-500 - Lighting |  | Yes
39302127 | 2025 COST CATALOG BRIGHTRONIX\Lighting Fixtures | Part | Lighting Fixture "L7" | ceiling mounted | ea | 25 | 1.5 | LIGHT-2025 |  |  |  |  | Lighting | 16-500 - Lighting |  | Yes
39302128 | 2025 COST CATALOG BRIGHTRONIX\Lighting Fixtures | Part | Lighting Fixture "L14" | ceiling mounted | ea | 25 | 1.5 | LIGHT-2025 |  |  |  |  | Lighting | 16-500 - Lighting |  | Yes
39302129 | 2025 COST CATALOG BRIGHTRONIX\Lighting Fixtures | Part | Lighting Fixture "L16" | ceiling mounted | ea | 25 | 1.5 | LIGHT-2025 |  |  |  |  | Lighting | 16-500 - Lighting |  | Yes
39302130 | 2025 COST CATALOG BRIGHTRONIX\Lighting Fixtures | Part | Lighting Fixture "L17" | ceiling mounted | ea | 25 | 1.5 | LIGHT-2025 |  |  |  |  | Lighting | 16-500 - Lighting |  | Yes
39302131 | 2025 COST CATALOG BRIGHTRONIX\Lighting Fixtures | Part | Lighting Fixture "L15" | ceiling mounted | ea | 25 | 1.5 | LIGHT-2025 |  |  |  |  | Lighting | 16-500 - Lighting |  | Yes
39302132 | 2025 COST CATALOG BRIGHTRONIX\Lighting Fixtures | Part | Lighting Fixture "E1" | ceiling mounted | ea | 50 | 1.5 | LIGHT-2025 |  |  |  |  | Lighting | 16-500 - Lighting |  | Yes
39302133 | 2025 COST CATALOG BRIGHTRONIX\Lighting Fixtures | Part | Lighting Fixture "G24" | ceiling mounted | ea | 25 | 1.5 | LIGHT-2025 |  |  |  |  | Lighting | 16-500 - Lighting |  | Yes
39302134 | 2025 COST CATALOG BRIGHTRONIX\Lighting Fixtures | Part | Lighting Fixture "G32" | ceiling mounted | ea | 25 | 1.5 | LIGHT-2025 |  |  |  |  | Lighting | 16-500 - Lighting |  | Yes
39302135 | 2025 COST CATALOG BRIGHTRONIX\Lighting Fixtures | Part | Lighting Fixture "G54" | ceiling mounted | ea | 25 | 1.5 | LIGHT-2025 |  |  |  |  | Lighting | 16-500 - Lighting |  | Yes
39302156 | 2025 COST CATALOG BRIGHTRONIX\Lighting Fixtures | Part | Lighting Fixture "L3" | ceiling mounted | ea | 25 | 1.5 | LIGHT-2025 |  |  |  |  | Lighting | 16-500 - Lighting |  | Yes
39302165 | 2025 COST CATALOG BRIGHTRONIX\Lighting Fixtures | Part | Lighting poles, 35' high galvanized, steel pole, anchor base, not including concrete base | Lighting poles, 35' high galvanized, steel pole, anchor base, not including concrete base | ea | 1600 | 9.091 | LIGHT-2025 |  |  |  |  | Lighting | 16-500 - Lighting |  | Yes
39302166 | 2025 COST CATALOG BRIGHTRONIX\Lighting Fixtures | Part | Lighting poles, 30' high galvanized, steel pole, anchor base, not including concrete base | Lighting poles, 30' high galvanized, steel pole, anchor base, not including concrete base | ea | 1450 | 8.696 | LIGHT-2025 |  |  |  |  | Lighting | 16-500 - Lighting |  | Yes
39302167 | 2025 COST CATALOG BRIGHTRONIX\Lighting Fixtures | Part | Lighting poles, 20' high galvanized, steel pole, anchor base, not including concrete base | Lighting poles, 20' high galvanized, steel pole, anchor base, not including concrete base | ea | 1050 | 7.692 | LIGHT-2025 |  |  |  |  | Lighting | 16-500 - Lighting |  | Yes
39302184 | 2025 COST CATALOG BRIGHTRONIX\Lighting Fixtures | Part | Lighting poles, 16' high, anchor base, without concrete base, powder CT STL | Lighting poles, 16' high, anchor base, without concrete base, powder CT STL | ea | 865 | 5.161 | LIGHT-2025 |  |  |  |  | Lighting | 16-500 - Lighting |  | Yes
39302185 | 2025 COST CATALOG BRIGHTRONIX\Lighting Fixtures | Part | Lighting poles, 20' high wood pole, 4-1/2" x 5-1/8" | Lighting poles, 20' high wood pole, 4-1/2" x 5-1/8" | ea | 765 | 2 | LIGHT-2025 |  |  |  |  | Lighting | 16-500 - Lighting |  | Yes
39302186 | 2025 COST CATALOG BRIGHTRONIX\Lighting Fixtures | Part | Lighting poles, 10' high galvanized, steel pole, anchor base, not including concrete base | Lighting poles, 10' high galvanized, steel pole, anchor base, not including concrete base | ea | 710 | 2.167 | LIGHT-2025 |  |  |  |  | Lighting | 16-500 - Lighting |  | Yes
39302187 | 2025 COST CATALOG BRIGHTRONIX\Lighting Fixtures | Part | Lighting poles, 8' high galvanized, steel pole, anchor base, not including concrete base | Lighting poles, 8' high galvanized, steel pole, anchor base, not including concrete base | ea | 680 | 2.105 | LIGHT-2025 |  |  |  |  | Lighting | 16-500 - Lighting |  | Yes
39302188 | 2025 COST CATALOG BRIGHTRONIX\Lighting Fixtures | Part | Lighting poles, aluminum bracket arm, 3 arm | Lighting poles, aluminum bracket arm, 3 arm | ea | 405 | 1.509 | LIGHT-2025 |  |  |  |  | Lighting | 16-500 - Lighting |  | Yes
39302189 | 2025 COST CATALOG BRIGHTRONIX\Lighting Fixtures | Part | Lighting poles, aluminum bracket arm, 2 arm | Lighting poles, aluminum bracket arm, 2 arm | ea | 270 | 1 | LIGHT-2025 |  |  |  |  | Lighting | 16-500 - Lighting |  | Yes
39302201 | 2025 COST CATALOG BRIGHTRONIX\Lighting Fixtures | Part | Lighting poles, 15' high wood pole, 4-1/2" x 5-1/8" | Lighting poles, 15' high wood pole, 4-1/2" x 5-1/8" | ea | 630 | 1.6 | LIGHT-2025 |  |  |  |  | Lighting | 16-500 - Lighting |  | Yes
39302203 | 2025 COST CATALOG BRIGHTRONIX\Lighting Fixtures | Part | Lighting poles, 40' high, cast aluminum, transformer bases, not including concrete base | Lighting poles, 40' high, cast aluminum, transformer bases, not including concrete base | ea | 1275 | 3.2 | LIGHT-2025 |  |  |  |  | Lighting | 16-500 - Lighting |  | Yes
39302206 | 2025 COST CATALOG BRIGHTRONIX\Lighting Fixtures | Part | Lighting poles, 8' high aluminum pole, anchor base, not including concrete base | Lighting poles, 8' high aluminum pole, anchor base, not including concrete base | ea | 785 | 2 | LIGHT-2025 |  |  |  |  | Lighting | 16-500 - Lighting |  | Yes
39302207 | 2025 COST CATALOG BRIGHTRONIX\Lighting Fixtures | Part | Lighting poles, concrete, 43' above 7' below, 19.5" base, 8.25" tip | Lighting poles, concrete, 43' above 7' below, 19.5" base, 8.25" tip | ea | 1875 | 3.478 | LIGHT-2025 |  |  |  |  | Lighting | 16-500 - Lighting |  | Yes
39302208 | 2025 COST CATALOG BRIGHTRONIX\Lighting Fixtures | Part | Lighting poles, concrete, 43' above 7' below, 17.25" base, 6.5" tip | Lighting poles, concrete, 43' above 7' below, 17.25" base, 6.5" tip | ea | 1850 | 3.478 | LIGHT-2025 |  |  |  |  | Lighting | 16-500 - Lighting |  | Yes
39302209 | 2025 COST CATALOG BRIGHTRONIX\Lighting Fixtures | Part | Lighting poles, concrete, 39' above 6' below, 15.5" base, 5.25" tip | Lighting poles, concrete, 39' above 6' below, 15.5" base, 5.25" tip | ea | 1825 | 3.478 | LIGHT-2025 |  |  |  |  | Lighting | 16-500 - Lighting |  | Yes
39302211 | 2025 COST CATALOG BRIGHTRONIX\Lighting Fixtures | Part | Lighting poles, concrete, 30' above 5' below, 13.5" base, 5.5" tip | Lighting poles, concrete, 30' above 5' below, 13.5" base, 5.5" tip | ea | 1550 | 3.478 | LIGHT-2025 |  |  |  |  | Lighting | 16-500 - Lighting |  | Yes
39302266 | 2025 COST CATALOG BRIGHTRONIX\Lighting Fixtures | Part | Lighting Fixture "CA" | ceiling mounted | ea | 25 | 1.5 | LIGHT-2025 |  |  |  |  | Lighting | 16-500 - Lighting |  | Yes
39302267 | 2025 COST CATALOG BRIGHTRONIX\Lighting Fixtures | Part | Lighting Fixture "ER" | ceiling mounted | ea | 50 | 1.5 | LIGHT-2025 |  |  |  |  | Lighting | 16-500 - Lighting |  | Yes
39302268 | 2025 COST CATALOG BRIGHTRONIX\Lighting Fixtures | Part | Lighting Fixture "XO" | ceiling mounted | ea | 50 | 1.5 | LIGHT-2025 |  |  |  |  | Lighting | 16-500 - Lighting |  | Yes
39302269 | 2025 COST CATALOG BRIGHTRONIX\Lighting Fixtures | Part | Lighting Fixture "A2" | ceiling mounted | ea | 25 | 1.5 | LIGHT-2025 |  |  |  |  | Lighting | 16-500 - Lighting |  | Yes
39302270 | 2025 COST CATALOG BRIGHTRONIX\Lighting Fixtures | Part | Lighting Fixture "H2 E" | ceiling mounted | ea | 50 | 1.5 | LIGHT-2025 |  |  |  |  | Lighting | 16-500 - Lighting |  | Yes
39302271 | 2025 COST CATALOG BRIGHTRONIX\Lighting Fixtures | Part | Lighting Fixture "M" | ceiling mounted | ea | 25 | 1.5 | LIGHT-2025 |  |  |  |  | Lighting | 16-500 - Lighting |  | Yes
39302272 | 2025 COST CATALOG BRIGHTRONIX\Lighting Fixtures | Part | Lighting Fixture "LT-3" | ceiling mounted | ea | 25 | 1.5 | LIGHT-2025 |  |  |  |  | Lighting | 16-500 - Lighting |  | Yes
39302273 | 2025 COST CATALOG BRIGHTRONIX\Lighting Fixtures | Part | Lighting Fixture "LT-4" | ceiling mounted | ea | 25 | 1.5 | LIGHT-2025 |  |  |  |  | Lighting | 16-500 - Lighting |  | Yes
39302274 | 2025 COST CATALOG BRIGHTRONIX\Lighting Fixtures | Part | Lighting Fixture "RD" | ceiling mounted | ea | 25 | 1.5 | LIGHT-2025 |  |  |  |  | Lighting | 16-500 - Lighting |  | Yes
39302275 | 2025 COST CATALOG BRIGHTRONIX\Lighting Fixtures | Part | Lighting Fixture "DL1" | ceiling mounted | ea | 25 | 1.5 | LIGHT-2025 |  |  |  |  | Lighting | 16-500 - Lighting |  | Yes
39302276 | 2025 COST CATALOG BRIGHTRONIX\Lighting Fixtures | Part | Lighting Fixture "DL2" | ceiling mounted | ea | 25 | 1.5 | LIGHT-2025 |  |  |  |  | Lighting | 16-500 - Lighting |  | Yes
39302277 | 2025 COST CATALOG BRIGHTRONIX\Lighting Fixtures | Part | Lighting Fixture "DL3" | ceiling mounted | ea | 25 | 1.5 | LIGHT-2025 |  |  |  |  | Lighting | 16-500 - Lighting |  | Yes
39302278 | 2025 COST CATALOG BRIGHTRONIX\Lighting Fixtures | Part | Fixture Type "D2CB" | Site & Area lighting | ea | 50 | 4 | LIGHT-2025 |  |  |  |  | Lighting | 16-500 - Lighting |  | Yes
39302279 | 2025 COST CATALOG BRIGHTRONIX\Lighting Fixtures | Part | Lighting Fixture "K" | ceiling mounted | ea | 25 | 1.5 | LIGHT-2025 |  |  |  |  | Lighting | 16-500 - Lighting |  | Yes
39302280 | 2025 COST CATALOG BRIGHTRONIX\Lighting Fixtures | Part | Lighting Fixture "G8" | ceiling mounted | ea | 25 | 1.5 | LIGHT-2025 |  |  |  |  | Lighting | 16-500 - Lighting |  | Yes
39302394 | 2025 COST CATALOG BRIGHTRONIX\Lighting Fixtures | Part | Fixture Type "S3" | Site & Area lighting | ea | 50 | 4 | LIGHT-2025 |  |  |  |  | Lighting | 16-500 - Lighting |  | Yes
39302395 | 2025 COST CATALOG BRIGHTRONIX\Lighting Fixtures | Part | Lighting Fixture "WA" | ceiling mounted | ea | 25 | 1.5 | LIGHT-2025 |  |  |  |  | Lighting | 16-500 - Lighting |  | Yes
39302396 | 2025 COST CATALOG BRIGHTRONIX\Lighting Fixtures | Part | Lighting Fixture "A4" | ceiling mounted | ea | 25 | 1.5 | LIGHT-2025 |  |  |  |  | Lighting | 16-500 - Lighting |  | Yes
39302406 | 2025 COST CATALOG BRIGHTRONIX\Lighting Fixtures | Part | Lighting Fixture "P" | Pendant Light Fixture | ea | 25 | 1.25 | LIGHT-2025 |  |  |  |  | Lighting | 16-500 - Lighting |  | Yes
39302408 | 2025 COST CATALOG BRIGHTRONIX\Lighting Fixtures | Part | Lighting Package Labor and Material Sum |  | ea | 1658 | 2 | LIGHT-2025 |  |  |  |  | Lighting | 16-500 - Lighting |  | Yes
39302409 | 2025 COST CATALOG BRIGHTRONIX\Lighting Fixtures | Part | Lighting Fixture "C1" | ceiling mounted | ea | 25 | 1.5 | LIGHT-2025 |  |  |  |  | Lighting | 16-500 - Lighting |  | Yes
39302411 | 2025 COST CATALOG BRIGHTRONIX\Lighting Fixtures | Part | Lighting Fixture "BE" | ceiling mounted | ea | 50 | 1.5 | LIGHT-2025 |  |  |  |  | Lighting | 16-500 - Lighting |  | Yes
39302412 | 2025 COST CATALOG BRIGHTRONIX\Lighting Fixtures | Part | Combination emergency light units and exit sign | Combination emergency light units and exit sign | ea | 188 | 2 | LIGHT-2025 |  |  |  |  | Lighting | 16-500 - Lighting |  | Yes
39302426 | 2025 COST CATALOG BRIGHTRONIX\Lighting Fixtures | Part | Lighting poles, 30' high aluminum pole, anchor base, not including concrete base | Lighting poles, 30' high aluminum pole, anchor base, not including concrete base | ea | 1975 | 7.692 | LIGHT-2025 |  |  |  |  | Lighting | 16-500 - Lighting |  | Yes
39302427 | 2025 COST CATALOG BRIGHTRONIX\Lighting Fixtures | Part | Lighting Package Custom Fixture Allowance |  | ea | 1000 | 1 | LIGHT-2025 |  |  |  |  | Lighting | 16-500 - Lighting |  | Yes
39302440 | 2025 COST CATALOG BRIGHTRONIX\Lighting Fixtures | Part | Led Tape Lighting by ea |  | ea | 25 | 0.2 | LIGHT-2025 |  |  |  |  | Lighting | 16-500 - Lighting |  | Yes
39302441 | 2025 COST CATALOG BRIGHTRONIX\Lighting Fixtures | Part | Lighting Fixture "EX" | ceiling mounted | ea | 50 | 1.5 | LIGHT-2025 |  |  |  |  | Lighting | 16-500 - Lighting |  | Yes
39302442 | 2025 COST CATALOG BRIGHTRONIX\Lighting Fixtures | Part | Lighting Fixture "C" | ceiling mounted | ea | 25 | 1.5 | LIGHT-2025 |  |  |  |  | Lighting | 16-500 - Lighting |  | Yes
39302443 | 2025 COST CATALOG BRIGHTRONIX\Lighting Fixtures | Part | Lighting Fixture "U" | ceiling mounted | ea | 25 | 1.5 | LIGHT-2025 |  |  |  |  | Lighting | 16-500 - Lighting |  | Yes
39302446 | 2025 COST CATALOG BRIGHTRONIX\Lighting Fixtures | Part | Fixture Type "D1" | Site & Area lighting | ea | 50 | 4 | LIGHT-2025 |  |  |  |  | Lighting | 16-500 - Lighting |  | Yes
39302447 | 2025 COST CATALOG BRIGHTRONIX\Lighting Fixtures | Part | Lighting Fixture "G" | ceiling mounted | ea | 25 | 1.5 | LIGHT-2025 |  |  |  |  | Lighting | 16-500 - Lighting |  | Yes
39302448 | 2025 COST CATALOG BRIGHTRONIX\Lighting Fixtures | Part | Lighting Fixture "L6" | ceiling mounted | ea | 25 | 1.5 | LIGHT-2025 |  |  |  |  | Lighting | 16-500 - Lighting |  | Yes
39302449 | 2025 COST CATALOG BRIGHTRONIX\Lighting Fixtures | Part | Lighting Fixture "L1" | ceiling mounted | ea | 25 | 1.5 | LIGHT-2025 |  |  |  |  | Lighting | 16-500 - Lighting |  | Yes
39302450 | 2025 COST CATALOG BRIGHTRONIX\Lighting Fixtures | Part | Lighting Fixture "W1" | ceiling mounted | ea | 25 | 1.5 | LIGHT-2025 |  |  |  |  | Lighting | 16-500 - Lighting |  | Yes
39302451 | 2025 COST CATALOG BRIGHTRONIX\Lighting Fixtures | Part | Lighting Fixture "X2" | ceiling mounted | ea | 50 | 1.5 | LIGHT-2025 |  |  |  |  | Lighting | 16-500 - Lighting |  | Yes
39302457 | 2025 COST CATALOG BRIGHTRONIX\Lighting Fixtures | Part | Lighting poles, 40' high fiberglass pole, 1 or 2 fixtures | Lighting poles, 40' high fiberglass pole, 1 or 2 fixtures | ea | 1800 | 7.143 | LIGHT-2025 |  |  |  |  | Lighting | 16-500 - Lighting |  | Yes
39302460 | 2025 COST CATALOG BRIGHTRONIX\Lighting Fixtures | Part | Lighting poles, 35' high fiberglass pole, 1 or 2 fixtures | Lighting poles, 35' high fiberglass pole, 1 or 2 fixtures | ea | 1550 | 6.25 | LIGHT-2025 |  |  |  |  | Lighting | 16-500 - Lighting |  | Yes
39302461 | 2025 COST CATALOG BRIGHTRONIX\Lighting Fixtures | Part | Lighting poles, galvanized, steel bracket arm, 4 arm | Lighting poles, galvanized, steel bracket arm, 4 arm | ea | 320 | 1.509 | LIGHT-2025 |  |  |  |  | Lighting | 16-500 - Lighting |  | Yes
39302462 | 2025 COST CATALOG BRIGHTRONIX\Lighting Fixtures | Part | Lighting poles, galvanized, steel bracket arm, 3 arm | Lighting poles, galvanized, steel bracket arm, 3 arm | ea | 225 | 1.509 | LIGHT-2025 |  |  |  |  | Lighting | 16-500 - Lighting |  | Yes
39302463 | 2025 COST CATALOG BRIGHTRONIX\Lighting Fixtures | Part | Lighting poles, 40' high galvanized, steel pole, anchor base, not including concrete base | Lighting poles, 40' high galvanized, steel pole, anchor base, not including concrete base | ea | 1975 | 11.765 | LIGHT-2025 |  |  |  |  | Lighting | 16-500 - Lighting |  | Yes
39302472 | 2025 COST CATALOG BRIGHTRONIX\Lighting Fixtures | Part | Lighting poles, 10' high wood pole, 4-1/2" x 5-1/8" | Lighting poles, 10' high wood pole, 4-1/2" x 5-1/8" | ea | 430 | 1.333 | LIGHT-2025 |  |  |  |  | Lighting | 16-500 - Lighting |  | Yes
39302473 | 2025 COST CATALOG BRIGHTRONIX\Lighting Fixtures | Part | Lighting poles, aluminum bracket arm, 1 arm | Lighting poles, aluminum bracket arm, 1 arm | ea | 134 | 1 | LIGHT-2025 |  |  |  |  | Lighting | 16-500 - Lighting |  | Yes
39302474 | 2025 COST CATALOG BRIGHTRONIX\Lighting Fixtures | Part | Lighting poles, 40' high aluminum pole, anchor base, not including concrete base | Lighting poles, 40' high aluminum pole, anchor base, not including concrete base | ea | 2450 | 10 | LIGHT-2025 |  |  |  |  | Lighting | 16-500 - Lighting |  | Yes
39302475 | 2025 COST CATALOG BRIGHTRONIX\Lighting Fixtures | Part | Lighting poles, 35' high aluminum pole, anchor base, not including concrete base | Lighting poles, 35' high aluminum pole, anchor base, not including concrete base | ea | 2150 | 8.696 | LIGHT-2025 |  |  |  |  | Lighting | 16-500 - Lighting |  | Yes
39302476 | 2025 COST CATALOG BRIGHTRONIX\Lighting Fixtures | Part | Lighting poles, 8' high wood pole, 4-1/2" x 5-1/8" | Lighting poles, 8' high wood pole, 4-1/2" x 5-1/8" | ea | 375 | 1.333 | LIGHT-2025 |  |  |  |  | Lighting | 16-500 - Lighting |  | Yes
39302497 | 2025 COST CATALOG BRIGHTRONIX\Lighting Fixtures | Part | Air connector insulated, 6" diameter | Air connector insulated, 6" diameter | ea | 69 | 0.4 | LIGHT-2025 |  |  |  |  | Lighting | 16-500 - Lighting |  | Yes
39302512 | 2025 COST CATALOG BRIGHTRONIX\Lighting Fixtures | Part | Canopy, fixture hangers | Canopy, fixture hangers | ea | 9.95 | 0.667 | LIGHT-2025 |  |  |  |  | Lighting | 16-500 - Lighting |  | Yes
39302515 | 2025 COST CATALOG BRIGHTRONIX\Lighting Fixtures | Part | Lighting Fixture "C2" | ceiling mounted | ea | 25 | 1.5 | LIGHT-2025 |  |  |  |  | Lighting | 16-500 - Lighting |  | Yes
39302516 | 2025 COST CATALOG BRIGHTRONIX\Lighting Fixtures | Part | Lighting Fixture "C3" | ceiling mounted | ea | 25 | 2.5 | LIGHT-2025 |  |  |  |  | Lighting | 16-500 - Lighting |  | Yes
39302518 | 2025 COST CATALOG BRIGHTRONIX\Lighting Fixtures | Part | Lighting Fixture "C1 EM" | ceiling mounted | ea | 50 | 1.5 | LIGHT-2025 |  |  |  |  | Lighting | 16-500 - Lighting |  | Yes
39302519 | 2025 COST CATALOG BRIGHTRONIX\Lighting Fixtures | Part | Lighting Fixture "N" | ceiling mounted | ea | 25 | 1.5 | LIGHT-2025 |  |  |  |  | Lighting | 16-500 - Lighting |  | Yes
39302520 | 2025 COST CATALOG BRIGHTRONIX\Lighting Fixtures | Part | Lighting Fixture "CE" | ceiling mounted | ea | 50 | 1.5 | LIGHT-2025 |  |  |  |  | Lighting | 16-500 - Lighting |  | Yes
39302521 | 2025 COST CATALOG BRIGHTRONIX\Lighting Fixtures | Part | Lighting Fixture "LT-2" | ceiling mounted | ea | 25 | 1.5 | LIGHT-2025 |  |  |  |  | Lighting | 16-500 - Lighting |  | Yes
39302522 | 2025 COST CATALOG BRIGHTRONIX\Lighting Fixtures | Part | Lighting Fixture "DL4" | ceiling mounted | ea | 25 | 1.5 | LIGHT-2025 |  |  |  |  | Lighting | 16-500 - Lighting |  | Yes
39302523 | 2025 COST CATALOG BRIGHTRONIX\Lighting Fixtures | Part | Lighting Fixture "DL5" | ceiling mounted | ea | 25 | 1.5 | LIGHT-2025 |  |  |  |  | Lighting | 16-500 - Lighting |  | Yes
39302524 | 2025 COST CATALOG BRIGHTRONIX\Lighting Fixtures | Part | Lighting Fixture "R2" | Exit Sigh Combo Ceiling or Wall mounted | ea | 50 | 1.5 | LIGHT-2025 |  |  |  |  | Lighting | 16-500 - Lighting |  | Yes
39302525 | 2025 COST CATALOG BRIGHTRONIX\Lighting Fixtures | Part | Lighting Fixture "E2" | ceiling mounted | ea | 50 | 1.5 | LIGHT-2025 |  |  |  |  | Lighting | 16-500 - Lighting |  | Yes
39302526 | 2025 COST CATALOG BRIGHTRONIX\Lighting Fixtures | Part | Lighting Fixture "WC" | ceiling mounted | ea | 25 | 1.5 | LIGHT-2025 |  |  |  |  | Lighting | 16-500 - Lighting |  | Yes
39302535 | 2025 COST CATALOG BRIGHTRONIX\Lighting Fixtures | Part | Exit sign ceiling or wall mount, LED, double face | Exit sign ceiling or wall mount, LED, double face | ea | 51 | 1.194 | LIGHT-2025 |  |  |  |  | Lighting | 16-500 - Lighting |  | Yes
39302566 | 2025 COST CATALOG BRIGHTRONIX\Lighting Fixtures | Part | Lighting Fixture "SL" | ceiling mounted | ea | 25 | 1.5 | LIGHT-2025 |  |  |  |  | Lighting | 16-500 - Lighting |  | Yes
39302629 | 2025 COST CATALOG BRIGHTRONIX\Lighting Fixtures | Part | Lighting Fixture "A" | ceiling mounted | ea | 25 | 1.5 | LIGHT-2025 |  |  |  |  | Lighting | 16-500 - Lighting |  | Yes
39302630 | 2025 COST CATALOG BRIGHTRONIX\Lighting Fixtures | Part | Lighting Fixture "EM" | Wall mounted | ea | 50 | 1.5 | LIGHT-2025 |  |  |  |  | Lighting | 16-500 - Lighting |  | Yes
39302631 | 2025 COST CATALOG BRIGHTRONIX\Lighting Fixtures | Part | Air connector insulated, 5" diameter | Air connector insulated, 5" diameter | ea | 68 | 0.4 | LIGHT-2025 |  |  |  |  | Lighting | 16-500 - Lighting |  | Yes
39302632 | 2025 COST CATALOG BRIGHTRONIX\Lighting Fixtures | Part | Lighting Fixture "A EM" | ceiling mounted | ea | 50 | 1.5 | LIGHT-2025 |  |  |  |  | Lighting | 16-500 - Lighting |  | Yes
39888017 | 2025 COST CATALOG BRIGHTRONIX\Lighting Fixtures | Part | Lighting Fixture "D EM" | ceiling mounted | ea | 50 | 1.5 | LIGHT-2025 |  |  |  |  | Lighting | 16-500 - Lighting |  | Yes
41051698 | 2025 COST CATALOG BRIGHTRONIX\Lighting Fixtures | Part | Pedant Mounted Lighting Fixture "P" | Pedant Mounted Budget for Unistrut and cable | ea | 60 | 2 | LIGHT-2025 |  |  |  |  | Lighting | 16-500 |  | Yes
49461367 | 2025 COST CATALOG BRIGHTRONIX\Lighting Fixtures | Part | Control Package |  | ea | 1000 | 1 | LIGHT-2025 |  |  |  |  | Lighting | 16-500 - Lighting |  | Yes
39302633 | 2025 COST CATALOG BRIGHTRONIX\Motor Control Center | Part | Motor starters and controls, magnetic, FVR, control circuit transformer, NEMA 4, size 4 | Motor starters and controls, magnetic, FVR, control circuit transformer, NEMA 4, size 4 | ea | 6800 | 22.857 | [8 empty] | Yes
39302648 | 2025 COST CATALOG BRIGHTRONIX\Motor Control Center | Part | Motor starters and controls, starter & circuit breaker disconnect, 240 volt, 3 pole, 150 HP motor | Motor starters and controls, starter & circuit breaker disconnect, 240 volt, 3 pole, 150 HP motor | ea | 16100 | 30.769 | [8 empty] | Yes
39302661 | 2025 COST CATALOG BRIGHTRONIX\Motor Control Center | Part | Motor control center components, starter size 2, 2 speed, separate winding, NEMA 1, type B, circuit breaker | Motor control center components, starter size 2, 2 speed, separate winding, NEMA 1, type B, circuit breaker | ea | 3375 | 4.211 | [8 empty] | Yes
39302674 | 2025 COST CATALOG BRIGHTRONIX\Motor Control Center | Part | Motor starters and controls, magnetic FVNR with NEMA 12, enclosure & heaters, 480 volt, 10 HP, size 1 | Motor starters and controls, magnetic FVNR with NEMA 12, enclosure & heaters, 480 volt, 10 HP, size 1 | ea | 375 | 5.333 | [8 empty] | Yes
39302675 | 2025 COST CATALOG BRIGHTRONIX\Motor Control Center | Part | Motor starters and controls, magnetic FVNR with NEMA 12, enclosure & heaters, 480 volt, 25 HP, size 2 | Motor starters and controls, magnetic FVNR with NEMA 12, enclosure & heaters, 480 volt, 25 HP, size 2 | ea | 705 | 8 | [8 empty] | Yes
39302682 | 2025 COST CATALOG BRIGHTRONIX\Motor Control Center | Part | Motor starters and controls, manual, single phase, w/ pilot, 2 pole, 120/240 volt, NEMA 1 | Motor starters and controls, manual, single phase, w/ pilot, 2 pole, 120/240 volt, NEMA 1 | ea | 112 | 1.25 | [8 empty] | Yes
39302684 | 2025 COST CATALOG BRIGHTRONIX\Motor Control Center | Part | Motor starters and controls, manual, single phase, w/ pilot, 1 pole, 120 volt, NEMA 4 | Motor starters and controls, manual, single phase, w/ pilot, 1 pole, 120 volt, NEMA 4 | ea | 385 | 2 | [8 empty] | Yes
39302689 | 2025 COST CATALOG BRIGHTRONIX\Motor Control Center | Part | Motor starters and controls, starter & fused disconnect, 240 volt, 3 pole, 30 HP motor | Motor starters and controls, starter & fused disconnect, 240 volt, 3 pole, 30 HP motor | ea | 975 | 11.429 | [8 empty] | Yes
39302691 | 2025 COST CATALOG BRIGHTRONIX\Motor Control Center | Part | Motor starters and controls, starter & fused disconnect, 240 volt, 3 pole, 60 HP motor | Motor starters and controls, starter & fused disconnect, 240 volt, 3 pole, 60 HP motor | ea | 4600 | 17.778 | [8 empty] | Yes
39302695 | 2025 COST CATALOG BRIGHTRONIX\Motor Control Center | Part | Motor starters and controls, starter & nonfused disconnect, 240 volt, 3 pole, 100 HP motor | Motor starters and controls, starter & nonfused disconnect, 240 volt, 3 pole, 100 HP motor | ea | 4500 | 22.857 | [8 empty] | Yes
39302699 | 2025 COST CATALOG BRIGHTRONIX\Motor Control Center | Part | Motor starters and controls, magnetic, 240 volt, 3 pole, 60 HP motor | Motor starters and controls, magnetic, 240 volt, 3 pole, 60 HP motor | ea | 4250 | 13.333 | [8 empty] | Yes
39302705 | 2025 COST CATALOG BRIGHTRONIX\Motor Control Center | Part | Motor starters and controls, combination with fused switch, 5 HP, size 0 | Motor starters and controls, combination with fused switch, 5 HP, size 0 | ea | 590 | 4.444 | [8 empty] | Yes
39302726 | 2025 COST CATALOG BRIGHTRONIX\Motor Control Center | Part | Motor starters and controls, combination w/ circuit breakers, heaters, control XFMR PB, size 2 | Motor starters and controls, combination w/ circuit breakers, heaters, control XFMR PB, size 2 | ea | 2100 | 20 | [8 empty] | Yes
39302728 | 2025 COST CATALOG BRIGHTRONIX\Motor Control Center | Part | Motor starters and controls, factory installed controls, adders to size 0-5, pilot light | Motor starters and controls, factory installed controls, adders to size 0-5, pilot light | ea | 98.5 | 0.25 | [8 empty] | Yes
39302731 | 2025 COST CATALOG BRIGHTRONIX\Motor Control Center | Part | Motor starters and controls, magnetic, FVNR, with enclosure and heaters, 480 volt, NEMA 7, 10 HP, size 1 | Motor starters and controls, magnetic, FVNR, with enclosure and heaters, 480 volt, NEMA 7, 10 HP, size 1 | ea | 1425 | 7.273 | [8 empty] | Yes
39302748 | 2025 COST CATALOG BRIGHTRONIX\Motor Control Center | Part | Motor starters and controls, combination starter & circuit breaker disconnect, 600 volt, 3 pole, 100 HP motor | Motor starters and controls, combination starter & circuit breaker disconnect, 600 volt, 3 pole, 100 HP motor | ea | 3950 | 20 | [8 empty] | Yes
39302751 | 2025 COST CATALOG BRIGHTRONIX\Motor Control Center | Part | Motor starters and controls, magnetic FVNR w/ heater, NEMA 1, 600 volt, 3 pole, 10 HP motor | Motor starters and controls, magnetic FVNR w/ heater, NEMA 1, 600 volt, 3 pole, 10 HP motor | ea | 267 | 5 | [8 empty] | Yes
39302754 | 2025 COST CATALOG BRIGHTRONIX\Motor Control Center | Part | Motor starters and controls, magnetic FVNR w/ heater, NEMA 1, 600 volt, 3 pole, 100 HP motor | Motor starters and controls, magnetic FVNR w/ heater, NEMA 1, 600 volt, 3 pole, 100 HP motor | ea | 2400 | 13.333 | [8 empty] | Yes
39302761 | 2025 COST CATALOG BRIGHTRONIX\Motor Control Center | Part | Motor starters and controls, starter & circuit breaker disconnect, 240 volt, 1-2 pole, 10 HP motor | Motor starters and controls, starter & circuit breaker disconnect, 240 volt, 1-2 pole, 10 HP motor | ea | 1400 | 5.714 | [8 empty] | Yes
39302768 | 2025 COST CATALOG BRIGHTRONIX\Motor Control Center | Part | Motor starters and controls, combination starter & fused disconnect, 600 volt, 3 pole, 100 HP motor | Motor starters and controls, combination starter & fused disconnect, 600 volt, 3 pole, 100 HP motor | ea | 3375 | 20 | [8 empty] | Yes
39302774 | 2025 COST CATALOG BRIGHTRONIX\Motor Control Center | Part | Motor starters and controls, starter & circuit breaker disconnect, 240 volt, 1-2 pole, 2 HP motor | Motor starters and controls, starter & circuit breaker disconnect, 240 volt, 1-2 pole, 2 HP motor | ea | 735 | 4 | [8 empty] | Yes
39302776 | 2025 COST CATALOG BRIGHTRONIX\Motor Control Center | Part | Motor starters and controls, combination starter & fused disconnect, 600 volt, 3 pole, 25 HP motor | Motor starters and controls, combination starter & fused disconnect, 600 volt, 3 pole, 25 HP motor | ea | 1150 | 8 | [8 empty] | Yes
39302777 | 2025 COST CATALOG BRIGHTRONIX\Motor Control Center | Part | Motor starters and controls, combination starter & fused disconnect, 600 volt, 3 pole, 30 HP motor | Motor starters and controls, combination starter & fused disconnect, 600 volt, 3 pole, 30 HP motor | ea | 1775 | 12.121 | [8 empty] | Yes
39302803 | 2025 COST CATALOG BRIGHTRONIX\Motor Control Center | Part | Motor starters and controls, combination starter & circuit breaker disconnect, 240 volt, 3 pole, 20 HP motor | Motor starters and controls, combination starter & circuit breaker disconnect, 240 volt, 3 pole, 20 HP motor | ea | 1800 | 12.121 | [8 empty] | Yes
39302812 | 2025 COST CATALOG BRIGHTRONIX\Motor Control Center | Part | Motor starters and controls, starter & fused disconnect, 600 volt, 3 pole, 75 HP motor | Motor starters and controls, starter & fused disconnect, 600 volt, 3 pole, 75 HP motor | ea | 2425 | 17.391 | [8 empty] | Yes
39302813 | 2025 COST CATALOG BRIGHTRONIX\Motor Control Center | Part | Motor starters and controls, starter & fused disconnect, 600 volt, 3 pole, 100 HP motor | Motor starters and controls, starter & fused disconnect, 600 volt, 3 pole, 100 HP motor | ea | 2700 | 19.048 | [8 empty] | Yes
39302814 | 2025 COST CATALOG BRIGHTRONIX\Motor Control Center | Part | Motor starters and controls, starter & nonfused disconnect, 600 volt, 3 pole, 10 HP motor | Motor starters and controls, starter & nonfused disconnect, 600 volt, 3 pole, 10 HP motor | ea | 350 | 7.273 | [8 empty] | Yes
39302828 | 2025 COST CATALOG BRIGHTRONIX\Motor Control Center | Part | Motor starters and controls, starter & nonfused disconnect, 600 volt, 3 pole, 200 HP motor | Motor starters and controls, starter & nonfused disconnect, 600 volt, 3 pole, 200 HP motor | ea | 4875 | 26.667 | [8 empty] | Yes
39302875 | 2025 COST CATALOG BRIGHTRONIX\Motor Control Center | Part | Motor control center components, fustible switch, NEMA 1, type A, 30 amp | Motor control center components, fustible switch, NEMA 1, type A, 30 amp | ea | 955 | 1.509 | [8 empty] | Yes
39302893 | 2025 COST CATALOG BRIGHTRONIX\Motor Control Center | Part | Motor control center components, starter size 1, 2 speed, consequent pole, NEMA 1, type A, circuit breaker | Motor control center components, starter size 1, 2 speed, consequent pole, NEMA 1, type A, circuit breaker | ea | 2725 | 3.077 | [8 empty] | Yes
39302913 | 2025 COST CATALOG BRIGHTRONIX\Motor Control Center | Part | Motor control center components, starter size 2, 2 speed, separate winding, NEMA 1, type A, fusible | Motor control center components, starter size 2, 2 speed, separate winding, NEMA 1, type A, fusible | ea | 3075 | 4.211 | [8 empty] | Yes
39302925 | 2025 COST CATALOG BRIGHTRONIX\Motor Control Center | Part | Motor control center components, circuit breaker, light contactor, NEMA 1, type B, 100 amp | Motor control center components, circuit breaker, light contactor, NEMA 1, type B, 100 amp | ea | 3000 | 8 | [8 empty] | Yes
39302928 | 2025 COST CATALOG BRIGHTRONIX\Motor Control Center | Part | Motor control center components, circuit breaker, light contactor, NEMA 12, type B, 30 amp | Motor control center components, circuit breaker, light contactor, NEMA 12, type B, 30 amp | ea | 1875 | 3.077 | [8 empty] | Yes
39302929 | 2025 COST CATALOG BRIGHTRONIX\Motor Control Center | Part | Motor control center components, fuse, light contactor, NEMA 12, type B, 30 amp | Motor control center components, fuse, light contactor, NEMA 12, type B, 30 amp | ea | 1600 | 2.963 | [8 empty] | Yes
39302939 | 2025 COST CATALOG BRIGHTRONIX\Motor Control Center | Part | Motor control center components, incoming line, main lug only, 600 amp, aluminum, NEMA 1 | Motor control center components, incoming line, main lug only, 600 amp, aluminum, NEMA 1 | ea | 1100 | 10 | [8 empty] | Yes
39302942 | 2025 COST CATALOG BRIGHTRONIX\Motor Control Center | Part | Motor control center components, incoming line, main lug only, 800 amp, aluminum, NEMA 1 | Motor control center components, incoming line, main lug only, 800 amp, aluminum, NEMA 1 | ea | 2775 | 10.667 | [8 empty] | Yes
39302945 | 2025 COST CATALOG BRIGHTRONIX\Motor Control Center | Part | Motor control center components, incoming line, main lug only, 1200 amp, copper, NEMA 1 | Motor control center components, incoming line, main lug only, 1200 amp, copper, NEMA 1 | ea | 3000 | 11.429 | [8 empty] | Yes
39302952 | 2025 COST CATALOG BRIGHTRONIX\Motor Control Center | Part | Motor control center components, incoming line, main lug only, 800 amp, copper, NEMA 1 | Motor control center components, incoming line, main lug only, 800 amp, copper, NEMA 1 | ea | 2900 | 10.667 | [8 empty] | Yes
39302960 | 2025 COST CATALOG BRIGHTRONIX\Motor Control Center | Part | Motor control center components, main rating basic section, copper bus add | Motor control center components, main rating basic section, copper bus add | ea | 440 | 0 | [8 empty] | Yes
39302961 | 2025 COST CATALOG BRIGHTRONIX\Motor Control Center | Part | Motor control center components, main rating basic section, 65,000 amp bus bracing, add | Motor control center components, main rating basic section, 65,000 amp bus bracing, add | ea | 294 | 0 | [8 empty] | Yes
39302962 | 2025 COST CATALOG BRIGHTRONIX\Motor Control Center | Part | Motor control center components, main rating basic section, NEMA 3R enclosure, add | Motor control center components, main rating basic section, NEMA 3R enclosure, add | ea | 5125 | 0 | [8 empty] | Yes
39302965 | 2025 COST CATALOG BRIGHTRONIX\Motor Control Center | Part | Motor control center components, main rating basic section, 1/4" x 2" ground bus, add | Motor control center components, main rating basic section, 1/4" x 2" ground bus, add | ea | 91 | 0.667 | [8 empty] | Yes
39302986 | 2025 COST CATALOG BRIGHTRONIX\Motor Control Center | Part | Motor control center components, starter size 4, space only, NEMA 12, type B, fusible | Motor control center components, starter size 4, space only, NEMA 12, type B, fusible | ea | 1550 | 0.615 | [8 empty] | Yes
39303000 | 2025 COST CATALOG BRIGHTRONIX\Motor Control Center | Part | Motor control center components, starter size 5, 2 speed, separate winding, NEMA 1, type A, circuit breaker | Motor control center components, starter size 5, 2 speed, separate winding, NEMA 1, type A, circuit breaker | ea | 12600 | 16 | [8 empty] | Yes
39303010 | 2025 COST CATALOG BRIGHTRONIX\Motor Control Center | Part | Motor control center components, fuse, light contactor, NEMA 12, type A, 60 amp | Motor control center components, fuse, light contactor, NEMA 12, type A, 60 amp | ea | 1650 | 4.211 | [8 empty] | Yes
39303056 | 2025 COST CATALOG BRIGHTRONIX\Motor Control Center | Part | Motor starters and controls, starter & nonfused disconnect, 240 volt, 1-2 pole, 10 HP motor | Motor starters and controls, starter & nonfused disconnect, 240 volt, 1-2 pole, 10 HP motor | ea | 830 | 5.714 | [8 empty] | Yes
39303059 | 2025 COST CATALOG BRIGHTRONIX\Motor Control Center | Part | Motor starters and controls, starter & nonfused disconnect, 240 volt, 3 pole, 10 HP motor | Motor starters and controls, starter & nonfused disconnect, 240 volt, 3 pole, 10 HP motor | ea | 560 | 7.273 | [8 empty] | Yes
39303071 | 2025 COST CATALOG BRIGHTRONIX\Motor Control Center | Part | Motor starters and controls, magnetic, FVR, control circuit transformer, NEMA 4, size 1 | Motor starters and controls, magnetic, FVR, control circuit transformer, NEMA 4, size 1 | ea | 1375 | 7.273 | [8 empty] | Yes
39303093 | 2025 COST CATALOG BRIGHTRONIX\Motor Control Center | Part | Motor starters and controls, combination starter & fused disconnect, 240 volt, 3 pole, 50 HP motor | Motor starters and controls, combination starter & fused disconnect, 240 volt, 3 pole, 50 HP motor | ea | 3350 | 20 | [8 empty] | Yes
39303096 | 2025 COST CATALOG BRIGHTRONIX\Motor Control Center | Part | Motor starters and controls, combination starter & circuit breaker disconnect, 600 volt, 3 pole, 30 HP motor | Motor starters and controls, combination starter & circuit breaker disconnect, 600 volt, 3 pole, 30 HP motor | ea | 1800 | 12.121 | [8 empty] | Yes
39303101 | 2025 COST CATALOG BRIGHTRONIX\Motor Control Center | Part | Motor starters and controls, combination starter & circuit breaker disconnect, 600 volt, 3 pole, 10 HP motor | Motor starters and controls, combination starter & circuit breaker disconnect, 600 volt, 3 pole, 10 HP motor | ea | 915 | 6.154 | [8 empty] | Yes
39303103 | 2025 COST CATALOG BRIGHTRONIX\Motor Control Center | Part | Motor starters and controls, starter & circuit breaker disconnect, 240 volt, 1-2 pole, 5 HP motor | Motor starters and controls, starter & circuit breaker disconnect, 240 volt, 1-2 pole, 5 HP motor | ea | 830 | 4.444 | [8 empty] | Yes
39303105 | 2025 COST CATALOG BRIGHTRONIX\Motor Control Center | Part | Motor starters and controls, combination starter & fused disconnect, 600 volt, 3 pole, 200 HP motor | Motor starters and controls, combination starter & fused disconnect, 600 volt, 3 pole, 200 HP motor | ea | 7450 | 22.857 | [8 empty] | Yes
39303127 | 2025 COST CATALOG BRIGHTRONIX\Motor Control Center | Part | Motor starters and controls, starter & fused disconnect, 600 volt, 3 pole, 30 HP motor | Motor starters and controls, starter & fused disconnect, 600 volt, 3 pole, 30 HP motor | ea | 995 | 12.308 | [8 empty] | Yes
39303128 | 2025 COST CATALOG BRIGHTRONIX\Motor Control Center | Part | Motor starters and controls, combination starter & nonfusible disconnect, 240 volt, 3 pole, 100 HP motor | Motor starters and controls, combination starter & nonfusible disconnect, 240 volt, 3 pole, 100 HP motor | ea | 7200 | 22.857 | [8 empty] | Yes
39303131 | 2025 COST CATALOG BRIGHTRONIX\Motor Control Center | Part | Motor starters and controls, starter & nonfused disconnect, 600 volt, 3 pole, 30 HP motor | Motor starters and controls, starter & nonfused disconnect, 600 volt, 3 pole, 30 HP motor | ea | 955 | 12.308 | [8 empty] | Yes
39303134 | 2025 COST CATALOG BRIGHTRONIX\Motor Control Center | Part | Motor starters and controls, starter & fused disconnect, 600 volt, 3 pole, 5 HP motor | Motor starters and controls, starter & fused disconnect, 600 volt, 3 pole, 5 HP motor | ea | 385 | 5.714 | [8 empty] | Yes
39303188 | 2025 COST CATALOG BRIGHTRONIX\Motor Control Center | Part | Motor starters and controls, magnetic, FVR, control circuit transformer, NEMA 4, size 2 | Motor starters and controls, magnetic, FVR, control circuit transformer, NEMA 4, size 2 | ea | 2200 | 10 | [8 empty] | Yes
39303189 | 2025 COST CATALOG BRIGHTRONIX\Motor Control Center | Part | Motor starters and controls, magnetic, FVR, control circuit transformer, NEMA 4, size 3 | Motor starters and controls, magnetic, FVR, control circuit transformer, NEMA 4, size 3 | ea | 3300 | 13.333 | [8 empty] | Yes
39303190 | 2025 COST CATALOG BRIGHTRONIX\Motor Control Center | Part | Motor starters and controls, combination with motor circuit protectors, 200 HP, NEMA 7, size 5 | Motor starters and controls, combination with motor circuit protectors, 200 HP, NEMA 7, size 5 | ea | 23400 | 40 | [8 empty] | Yes
39303197 | 2025 COST CATALOG BRIGHTRONIX\Motor Control Center | Part | Motor starters and controls, magnetic, FVNR, with enclosure and heaters, 480 volt, NEMA 7, 50 HP, size 3 | Motor starters and controls, magnetic, FVNR, with enclosure and heaters, 480 volt, NEMA 7, 50 HP, size 3 | ea | 3475 | 13.333 | [8 empty] | Yes
39303204 | 2025 COST CATALOG BRIGHTRONIX\Motor Control Center | Part | Motor starters and controls, combination starter & nonfusible disconnect, 240 volt, 3 pole, 10 HP motor | Motor starters and controls, combination starter & nonfusible disconnect, 240 volt, 3 pole, 10 HP motor | ea | 1025 | 8 | [8 empty] | Yes
39303230 | 2025 COST CATALOG BRIGHTRONIX\Motor Control Center | Part | Motor control center components, circuit breaker, light contactor, NEMA 1, type A, 100 amp | Motor control center components, circuit breaker, light contactor, NEMA 1, type A, 100 amp | ea | 2750 | 8 | [8 empty] | Yes
39303238 | 2025 COST CATALOG BRIGHTRONIX\Motor Control Center | Part | Motor control center components, circuit breaker, light contactor, NEMA 12, type A, 30 amp | Motor control center components, circuit breaker, light contactor, NEMA 12, type A, 30 amp | ea | 1600 | 3.077 | [8 empty] | Yes
39303240 | 2025 COST CATALOG BRIGHTRONIX\Motor Control Center | Part | Motor control center components, fuse, light contactor, NEMA 12, type B, 100 amp | Motor control center components, fuse, light contactor, NEMA 12, type B, 100 amp | ea | 3475 | 8 | [8 empty] | Yes
39303245 | 2025 COST CATALOG BRIGHTRONIX\Motor Control Center | Part | Motor control center components, fustible switch, NEMA 1, type A, 100 amp | Motor control center components, fustible switch, NEMA 1, type A, 100 amp | ea | 1125 | 2 | [8 empty] | Yes
39303250 | 2025 COST CATALOG BRIGHTRONIX\Motor Control Center | Part | Motor control center components, unit devices, pilot light, push to test, and push button | Motor control center components, unit devices, pilot light, push to test, and push button | ea | 219 | 0.667 | [8 empty] | Yes
39303263 | 2025 COST CATALOG BRIGHTRONIX\Motor Control Center | Part | Motor control center components, fuse, light contactor, NEMA 12, type A, 30 amp | Motor control center components, fuse, light contactor, NEMA 12, type A, 30 amp | ea | 1475 | 3.077 | [8 empty] | Yes
39303267 | 2025 COST CATALOG BRIGHTRONIX\Motor Control Center | Part | Motor starters and controls, starter & nonfused disconnect, 240 volt, 3 pole, 150 HP motor | Motor starters and controls, starter & nonfused disconnect, 240 volt, 3 pole, 150 HP motor | ea | 12500 | 30.769 | [8 empty] | Yes
39303269 | 2025 COST CATALOG BRIGHTRONIX\Motor Control Center | Part | Motor starters and controls, magnetic, 240 volt, 3 pole, 5 HP motor | Motor starters and controls, magnetic, 240 volt, 3 pole, 5 HP motor | ea | 267 | 3.478 | [8 empty] | Yes
39301413 | 2025 COST CATALOG BRIGHTRONIX\.PVC | Part | 3/4" plastic bushings | 3/4" plastic bushings | ea | 0.37 | 0.02 | PVC-2025 |  |  |  |  | Underground Work | 16-111 - Conduit Lay in |  | Yes
39301440 | 2025 COST CATALOG BRIGHTRONIX\.PVC | Part | 4" plastic bushings | 4" plastic bushings | ea | 7.7 | 0.09 | PVC-2025 |  |  |  |  | Underground Work | 16-111 - Conduit Lay in |  | Yes
39301509 | 2025 COST CATALOG BRIGHTRONIX\.PVC | Part | 1-1/2" plastic bushings | 1-1/2" plastic bushings | ea | 1.16 | 0.04 | PVC-2025 |  |  |  |  | Underground Work | 16-111 - Conduit Lay in |  | Yes
39301510 | 2025 COST CATALOG BRIGHTRONIX\.PVC | Part | 2" plastic bushings | 2" plastic bushings | ea | 2.16 | 0.05 | PVC-2025 |  |  |  |  | Underground Work | 16-111 - Conduit Lay in |  | Yes
39301511 | 2025 COST CATALOG BRIGHTRONIX\.PVC | Part | 2-1/2" plastic bushings | 2-1/2" plastic bushings | ea | 5.09 | 0.05 | PVC-2025 |  |  |  |  | Underground Work | 16-111 - Conduit Lay in |  | Yes
39301512 | 2025 COST CATALOG BRIGHTRONIX\.PVC | Part | 3" plastic bushings | 3" plastic bushings | ea | 5.1 | 0.07 | PVC-2025 |  |  |  |  | Underground Work | 16-111 - Conduit Lay in |  | Yes
39301513 | 2025 COST CATALOG BRIGHTRONIX\.PVC | Part | 3-1/2" plastic bushings | 3-1/2" plastic bushings | ea | 7.18 | 0.07 | PVC-2025 |  |  |  |  | Underground Work | 16-111 - Conduit Lay in |  | Yes
39301514 | 2025 COST CATALOG BRIGHTRONIX\.PVC | Part | 6" plastic bushings | 6" plastic bushings | ea | 25.7 | 0.2 | PVC-2025 |  |  |  |  | Underground Work | 16-111 - Conduit Lay in |  | Yes
39301589 | 2025 COST CATALOG BRIGHTRONIX\.PVC | Part | 1/2" plastic bushings | 1/2" plastic bushings | ea | 0.2 | 0.02 | PVC-2025 |  |  |  |  | Underground Work | 16-111 - Conduit Lay in |  | Yes
39301617 | 2025 COST CATALOG BRIGHTRONIX\.PVC | Part | 1" Plastic Bushings | 1" Plastic Bushings | ea | 0.71 | 0.03 | PVC-2025 |  |  |  |  | Underground Work | 16-111 - Conduit Lay in |  | Yes
39301655 | 2025 COST CATALOG BRIGHTRONIX\.PVC | Part | 1" plastic bushings | 1" plastic bushings | ea | 0.59 | 0.03 | PVC-2025 |  |  |  |  | Underground Work | 16-111 - Conduit Lay in |  | Yes
39301656 | 2025 COST CATALOG BRIGHTRONIX\.PVC | Part | 1-1/4" plastic bushings | 1-1/4" plastic bushings | ea | 0.85 | 0.04 | PVC-2025 |  |  |  |  | Underground Work | 16-111 - Conduit Lay in |  | Yes
39301657 | 2025 COST CATALOG BRIGHTRONIX\.PVC | Part | 5" plastic bushings | 5" plastic bushings | ea | 14.6 | 0.1 | PVC-2025 |  |  |  |  | Underground Work | 16-111 - Conduit Lay in |  | Yes
39303339 | 2025 COST CATALOG BRIGHTRONIX\.PVC | Part | 1-1/4" Schedule 40 PVC Conduit, 10' Lengths With Coupling | 1-1/4" Schedule 40 PVC Conduit, 10' Lengths With Coupling | ft | 0.87 | 0.034 | PVC-2025 |  |  |  |  | Underground Work | 16-111 - Conduit Lay in |  | Yes
39303340 | 2025 COST CATALOG BRIGHTRONIX\.PVC | Part | 2-1/2" Schedule 40 PVC Conduit, 10' Lengths With Coupling | 2-1/2" Schedule 40 PVC Conduit, 10' Lengths With Coupling | ft | 1.97 | 0.036 | PVC-2025 |  |  |  |  | Underground Work | 16-111 - Conduit Lay in |  | Yes
39303341 | 2025 COST CATALOG BRIGHTRONIX\.PVC | Part | 3" Schedule 40 PVC Conduit, 10' Lengths With Coupling | 3" Schedule 40 PVC Conduit, 10' Lengths With Coupling | ft | 2.41 | 0.0375 | PVC-2025 |  |  |  |  | Underground Work | 16-111 - Conduit Lay in |  | Yes
39303342 | 2025 COST CATALOG BRIGHTRONIX\.PVC | Part | 3/4" 90 Degree Schedule 40 Pvc Elbows [actzd] |  | ea | 0.98 | 0.06 | PVC-2025 |  |  |  |  | Underground Work | 16-111 - Conduit Lay in |  | Yes
39303343 | 2025 COST CATALOG BRIGHTRONIX\.PVC | Part | 4" 90 Degree Schedule 40 Pvc Elbows [actzd] |  | ea | 21.32 | 0.25 | PVC-2025 |  |  |  |  | Underground Work | 16-111 - Conduit Lay in |  | Yes
39303344 | 2025 COST CATALOG BRIGHTRONIX\.PVC | Part | 3-1/2" 90 Degree Schedule 40 Pvc Elbows [actzd] |  | ea | 16.94 | 0.2 | PVC-2025 |  |  |  |  | Underground Work | 16-111 - Conduit Lay in |  | Yes
39303345 | 2025 COST CATALOG BRIGHTRONIX\.PVC | Part | 6" Schedule 40 PVC Conduit, 10' Lengths With Coupling | 6" Schedule 40 PVC Conduit, 10' Lengths With Coupling | ft | 6.39 | 0.045 | PVC-2025 |  |  |  |  | Underground Work | 16-111 - Conduit Lay in |  | Yes
39303346 | 2025 COST CATALOG BRIGHTRONIX\.PVC | Part | 1" Schedule 40 PVC Conduit, 10' Lengths With Coupling | 1" Schedule 40 PVC Conduit, 10' Lengths With Coupling | ft | 0.61 | 0.033 | PVC-2025 |  |  |  |  | Underground Work | 16-111 - Conduit Lay in |  | Yes
39303347 | 2025 COST CATALOG BRIGHTRONIX\.PVC | Part | 1-1/4" 90 Degree Schedule 40 Pvc Elbows [actzd] |  | ea | 2.22 | 0.1 | PVC-2025 |  |  |  |  | Underground Work | 16-111 - Conduit Lay in |  | Yes
39303348 | 2025 COST CATALOG BRIGHTRONIX\.PVC | Part | 3" 90 Degree Schedule 40 Pvc Elbows [actzd] |  | ea | 12.36 | 0.2 | PVC-2025 |  |  |  |  | Underground Work | 16-111 - Conduit Lay in |  | Yes
39303349 | 2025 COST CATALOG BRIGHTRONIX\.PVC | Part | 3/4" Schedule 40 PVC Conduit, 10' Lengths With Coupling | 3/4" Schedule 40 PVC Conduit, 10' Lengths With Coupling | ft | 0.42 | 0.032 | PVC-2025 |  |  |  |  | Underground Work | 16-111 - Conduit Lay in |  | Yes
39303350 | 2025 COST CATALOG BRIGHTRONIX\.PVC | Part | 3-1/2" Schedule 40 PVC Conduit, 10' Lengths With Coupling | 3-1/2" Schedule 40 PVC Conduit, 10' Lengths With Coupling | ft | 3.06 | 0.032 | PVC-2025 |  |  |  |  | Underground Work | 16-111 - Conduit Lay in |  | Yes
39303351 | 2025 COST CATALOG BRIGHTRONIX\.PVC | Part | 2" 90 Degree Schedule 40 Pvc Elbows [actzd] |  | ea | 4 | 0.15 | PVC-2025 |  |  |  |  | Underground Work | 16-111 - Conduit Lay in |  | Yes
39303353 | 2025 COST CATALOG BRIGHTRONIX\.PVC | Part | 2" Schedule 40 PVC Conduit, 10' Lengths With Coupling | 2" Schedule 40 PVC Conduit, 10' Lengths With Coupling | ft | 1.27 | 0.035 | PVC-2025 |  |  |  |  | Underground Work | 16-111 - Conduit Lay in |  | Yes
39303354 | 2025 COST CATALOG BRIGHTRONIX\.PVC | Part | 4" Schedule 40 PVC Conduit, 10' Lengths With Coupling | 4" Schedule 40 PVC Conduit, 10' Lengths With Coupling | ft | 3.46 | 0.04 | PVC-2025 |  |  |  |  | Underground Work | 16-111 - Conduit Lay in |  | Yes
39303355 | 2025 COST CATALOG BRIGHTRONIX\.PVC | Part | 6" 90 Degree Schedule 40 Pvc Elbows [actzd] |  | ea | 64.24 | 0.5 | PVC-2025 |  |  |  |  | Underground Work | 16-111 - Conduit Lay in |  | Yes
39303356 | 2025 COST CATALOG BRIGHTRONIX\.PVC | Part | 1/2" 90 Degree Schedule 40 Pvc Elbows [actzd] |  | ea | 0.87 | 0.05 | PVC-2025 |  |  |  |  | Underground Work | 16-111 - Conduit Lay in |  | Yes
39303357 | 2025 COST CATALOG BRIGHTRONIX\.PVC | Part | 5" 90 Degree Schedule 40 Pvc Elbows [actzd] |  | ea | 37.91 | 0.35 | PVC-2025 |  |  |  |  | Underground Work | 16-111 - Conduit Lay in |  | Yes
39303359 | 2025 COST CATALOG BRIGHTRONIX\.PVC | Part | 5" Schedule 40 PVC Conduit, 10' Lengths With Coupling | 5" Schedule 40 PVC Conduit, 10' Lengths With Coupling | ft | 4.88 | 0.0425 | PVC-2025 |  |  |  |  | Underground Work | 16-111 - Conduit Lay in |  | Yes
39303360 | 2025 COST CATALOG BRIGHTRONIX\.PVC | Part | 1-1/2" Schedule 40 PVC Conduit, 10' Lengths With Coupling | 1-1/2" Schedule 40 PVC Conduit, 10' Lengths With Coupling | ft | 1.02 | 0.0345 | PVC-2025 |  |  |  |  | Underground Work | 16-111 - Conduit Lay in |  | Yes
39303361 | 2025 COST CATALOG BRIGHTRONIX\.PVC | Part | 1/2" Schedule 40 PVC Conduit, 10' Lengths With Coupling | 1/2" Schedule 40 PVC Conduit, 10' Lengths With Coupling | ft | 0.35 | 0.031 | PVC-2025 |  |  |  |  | Underground Work | 16-111 - Conduit Lay in |  | Yes
39303363 | 2025 COST CATALOG BRIGHTRONIX\.PVC | Part | 1" 90 Degree Schedule 40 Pvc Elbows [actzd] |  | ea | 1.51 | 0.08 | PVC-2025 |  |  |  |  | Underground Work | 16-111 - Conduit Lay in |  | Yes
39303364 | 2025 COST CATALOG BRIGHTRONIX\.PVC | Part | 1-1/2" 90 Degree Schedule 40 Pvc Elbows [actzd] |  | ea | 2.97 | 0.1 | PVC-2025 |  |  |  |  | Underground Work | 16-111 - Conduit Lay in |  | Yes
39303365 | 2025 COST CATALOG BRIGHTRONIX\.PVC | Part | 2-1/2" 90 Degree Schedule 40 Pvc Elbows [actzd] |  | ea | 6.99 | 0.15 | PVC-2025 |  |  |  |  | Underground Work | 16-111 - Conduit Lay in |  | Yes
39560556 | 2025 COST CATALOG BRIGHTRONIX\.PVC | Part | 1" Plastic Bushings | 1" Plastic Bushings | ea | 0.71 | 0.03 | PVC-2025 |  |  |  |  | Underground Work | 16-111 - Conduit Lay in |  | Yes
39575790 | 2025 COST CATALOG BRIGHTRONIX\.PVC | Part | 6” Schedule 80 Heavy Wall Pvc Conduit, 10' Lengths With Coupling | 6” Schedule 80 Heavy Wall Pvc Conduit, 10' Lengths With Coupling | ft | 12.32 | 0.06 | PVC-2025 |  |  |  |  | Underground Work | 16-111 - Conduit Lay in |  | Yes
39575791 | 2025 COST CATALOG BRIGHTRONIX\.PVC | Part | 5" Schedule 80 Heavy Wall Pvc Conduit, 10' Lengths With Coupling |  | ft | 8.72 | 0.05 | PVC-2025 |  |  |  |  | Underground Work | 16-111 - Conduit Lay in |  | Yes
39575792 | 2025 COST CATALOG BRIGHTRONIX\.PVC | Part | 4" Schedule 80 Heavy Wall Pvc Conduit, 10' Lengths With Coupling |  | ft | 5.96 | 0.045 | PVC-2025 |  |  |  |  | Underground Work | 16-111 - Conduit Lay in |  | Yes
39575793 | 2025 COST CATALOG BRIGHTRONIX\.PVC | Part | 3" Schedule 80 Heavy Wall Pvc Conduit, 10' Lengths With Coupling |  | ft | 3.75 | 0.04 | PVC-2025 |  |  |  |  | Underground Work | 16-111 - Conduit Lay in |  | Yes
39575794 | 2025 COST CATALOG BRIGHTRONIX\.PVC | Part | 2-1/2" Schedule 80 Heavy Wall Pvc Conduit, 10' Lengths With Coupling |  | ft | 3.11 | 0.039 | PVC-2025 |  |  |  |  | Underground Work | 16-111 - Conduit Lay in |  | Yes
39575795 | 2025 COST CATALOG BRIGHTRONIX\.PVC | Part | 2" Schedule 80 Heavy Wall Pvc Conduit, 10' Lengths With Coupling |  | ft | 2.07 | 0.037 | PVC-2025 |  |  |  |  | Underground Work | 16-111 - Conduit Lay in |  | Yes
39575796 | 2025 COST CATALOG BRIGHTRONIX\.PVC | Part | 1-1/2" Schedule 80 Heavy Wall Pvc Conduit, 10' Lengths With Coupling |  | ft | 1.6 | 0.036 | PVC-2025 |  |  |  |  | Underground Work | 16-111 - Conduit Lay in |  | Yes
39575797 | 2025 COST CATALOG BRIGHTRONIX\.PVC | Part | 1-1/4" Schedule 80 Heavy Wall Pvc Conduit, 10' Lengths With Coupling |  | ft | 1.34 | 0.035 | PVC-2025 |  |  |  |  | Underground Work | 16-111 - Conduit Lay in |  | Yes
39575798 | 2025 COST CATALOG BRIGHTRONIX\.PVC | Part | 1" Schedule 80 Heavy Wall Pvc Conduit, 10' Lengths With Coupling |  | ft | 1.02 | 0.034 | PVC-2025 |  |  |  |  | Underground Work | 16-111 - Conduit Lay in |  | Yes
39575799 | 2025 COST CATALOG BRIGHTRONIX\.PVC | Part | 3/4" Schedule 80 Heavy Wall Pvc Conduit, 10' Lengths With Coupling |  | ft | 0.77 | 0.033 | PVC-2025 |  |  |  |  | Underground Work | 16-111 - Conduit Lay in |  | Yes
39575800 | 2025 COST CATALOG BRIGHTRONIX\.PVC | Part | 1/2" Schedule 80 Heavy Wall Pvc Conduit, 10' Lengths With Coupling |  | ft | 0.56 | 0.032 | PVC-2025 |  |  |  |  | Underground Work | 16-111 - Conduit Lay in |  | Yes
39575803 | 2025 COST CATALOG BRIGHTRONIX\.PVC | Part | 4" 90 Degree Schedule 80 Pvc Elbows |  | ea | 142.87 | 0.3 | PVC-2025 |  |  |  |  | Underground Work | 16-111 - Conduit Lay in |  | Yes
39575804 | 2025 COST CATALOG BRIGHTRONIX\.PVC | Part | 3" 90 Degree Schedule 80 Pvc Elbows |  | ea | 18.13 | 0.25 | PVC-2025 |  |  |  |  | Underground Work | 16-111 - Conduit Lay in |  | Yes
39575805 | 2025 COST CATALOG BRIGHTRONIX\.PVC | Part | 2-1/2" 90 Degree Schedule 80 Pvc Elbows |  | ea | 15.46 | 0.2 | PVC-2025 |  |  |  |  | Underground Work | 16-111 - Conduit Lay in |  | Yes
39575806 | 2025 COST CATALOG BRIGHTRONIX\.PVC | Part | 2" 90 Degree Schedule 80 Pvc Elbows |  | ea | 7.9 | 0.2 | PVC-2025 |  |  |  |  | Underground Work | 16-111 - Conduit Lay in |  | Yes
39575807 | 2025 COST CATALOG BRIGHTRONIX\.PVC | Part | 1-1/2" 90 Degree Schedule 80 Pvc Elbows |  | ea | 7.84 | 0.15 | PVC-2025 |  |  |  |  | Underground Work | 16-111 - Conduit Lay in |  | Yes
39575808 | 2025 COST CATALOG BRIGHTRONIX\.PVC | Part | 1-1/4" 90 Degree Schedule 80 Pvc Elbows |  | ea | 6.27 | 0.15 | PVC-2025 |  |  |  |  | Underground Work | 16-111 - Conduit Lay in |  | Yes
39575809 | 2025 COST CATALOG BRIGHTRONIX\.PVC | Part | 1" 90 Degree Schedule 80 Pvc Elbows |  | ea | 3.29 | 0.1 | PVC-2025 |  |  |  |  | Underground Work | 16-111 - Conduit Lay in |  | Yes
39575810 | 2025 COST CATALOG BRIGHTRONIX\.PVC | Part | 3/4" 90 Degree Schedule 80 Pvc Elbows |  | ea | 7.9 | 0.08 | PVC-2025 |  |  |  |  | Underground Work | 16-111 - Conduit Lay in |  | Yes
39575811 | 2025 COST CATALOG BRIGHTRONIX\.PVC | Part | 1/2" 90 Degree Schedule 80 Pvc Elbows |  | ea | 1.97 | 0.06 | PVC-2025 |  |  |  |  | Underground Work | 16-111 - Conduit Lay in |  | Yes
44567012 | 2025 COST CATALOG BRIGHTRONIX\.PVC | Part | 1" PVC 45° Elbow, Schedule 40 |  | ea | 1.44 | 0.1 | PVC-2025 |  |  |  |  | Underground Work | 16-110 |  | Yes
44567013 | 2025 COST CATALOG BRIGHTRONIX\.PVC | Part | 1/2" PVC 45° Elbow, Schedule 40 |  | ea | 0.85 | 0.06 | PVC-2025 |  |  |  |  | Underground Work | 16-110 |  | Yes
44567014 | 2025 COST CATALOG BRIGHTRONIX\.PVC | Part | 1-1/2" PVC 45° Elbow, Schedule 40 |  | ea | 2.79 | 0.15 | PVC-2025 |  |  |  |  | Underground Work | 16-110 |  | Yes
44567015 | 2025 COST CATALOG BRIGHTRONIX\.PVC | Part | 1-1/4" PVC 45° Elbow, Schedule 40 |  | ea | 2.04 | 0.15 | PVC-2025 |  |  |  |  | Underground Work | 16-110 |  | Yes
44567016 | 2025 COST CATALOG BRIGHTRONIX\.PVC | Part | 2" PVC 45° Elbow, Schedule 40 |  | ea | 3.8 | 0.2 | PVC-2025 |  |  |  |  | Underground Work | 16-110 |  | Yes
44567017 | 2025 COST CATALOG BRIGHTRONIX\.PVC | Part | 2-1/2" PVC 45° Elbow, Schedule 40 |  | ea | 7.51 | 0.2 | PVC-2025 |  |  |  |  | Underground Work | 16-110 |  | Yes
44567018 | 2025 COST CATALOG BRIGHTRONIX\.PVC | Part | 3" PVC 45° Elbow, Schedule 40 |  | ea | 11.82 | 0.25 | PVC-2025 |  |  |  |  | Underground Work | 16-110 |  | Yes
44567019 | 2025 COST CATALOG BRIGHTRONIX\.PVC | Part | 3-1/2" PVC 45° Elbow, Schedule 40 |  | ea | 14.12 | 0.3 | PVC-2025 |  |  |  |  | Underground Work | 16-110 |  | Yes
44567020 | 2025 COST CATALOG BRIGHTRONIX\.PVC | Part | 4" PVC 45° Elbow, Schedule 40 |  | ea | 20.51 | 0.3 | PVC-2025 |  |  |  |  | Underground Work | 16-110 |  | Yes
44567021 | 2025 COST CATALOG BRIGHTRONIX\.PVC | Part | 6" PVC 45° Elbow, Schedule 40 |  | ea | 50.44 | 0.35 | PVC-2025 |  |  |  |  | Underground Work | 16-110 |  | Yes
44567022 | 2025 COST CATALOG BRIGHTRONIX\.PVC | Part | Coupling, 1" Diameter, PVC |  | ea | 0.28 | 0.034 | PVC-2025 |  |  |  |  | Underground Work | 16-110 |  | Yes
44567023 | 2025 COST CATALOG BRIGHTRONIX\.PVC | Part | Coupling, 1/2" Diameter, PVC |  | ea | 0.15 | 0.032 | PVC-2025 |  |  |  |  | Underground Work | 16-110 |  | Yes
44567024 | 2025 COST CATALOG BRIGHTRONIX\.PVC | Part | Coupling, 1-1/2" Diameter, PVC |  | ea | 0.53 | 0.036 | PVC-2025 |  |  |  |  | Underground Work | 16-110 |  | Yes
44567025 | 2025 COST CATALOG BRIGHTRONIX\.PVC | Part | Coupling, 1-1/4" Diameter, PVC |  | ea | 0.4 | 0.035 | PVC-2025 |  |  |  |  | Underground Work | 16-110 |  | Yes
44567026 | 2025 COST CATALOG BRIGHTRONIX\.PVC | Part | Coupling, 2" Diameter, PVC |  | ea | 0.68 | 0.037 | PVC-2025 |  |  |  |  | Underground Work | 16-110 |  | Yes
44567027 | 2025 COST CATALOG BRIGHTRONIX\.PVC | Part | Coupling, 2-1/2" Diameter, PVC |  | ea | 1.21 | 0.039 | PVC-2025 |  |  |  |  | Underground Work | 16-110 |  | Yes
44567028 | 2025 COST CATALOG BRIGHTRONIX\.PVC | Part | Coupling, 3" Diameter, PVC |  | ea | 1.98 | 0.04 | PVC-2025 |  |  |  |  | Underground Work | 16-110 |  | Yes
44567029 | 2025 COST CATALOG BRIGHTRONIX\.PVC | Part | Coupling, 3/4" Diameter, PVC |  | ea | 0.18 | 0.033 | PVC-2025 |  |  |  |  | Underground Work | 16-110 |  | Yes
44567030 | 2025 COST CATALOG BRIGHTRONIX\.PVC | Part | Coupling, 3-1/2" Diameter, PVC |  | ea | 2.25 | 0.043 | PVC-2025 |  |  |  |  | Underground Work | 16-110 |  | Yes
44567031 | 2025 COST CATALOG BRIGHTRONIX\.PVC | Part | Coupling, 4" Diameter, PVC |  | ea | 3.09 | 0.045 | PVC-2025 |  |  |  |  | Underground Work | 16-110 |  | Yes
44567032 | 2025 COST CATALOG BRIGHTRONIX\.PVC | Part | Coupling, 5" Diameter, PVC |  | ea | 7.99 | 0.05 | PVC-2025 |  |  |  |  | Underground Work | 16-110 |  | Yes
44567033 | 2025 COST CATALOG BRIGHTRONIX\.PVC | Part | Coupling, 6" Diameter, PVC |  | ea | 9.98 | 0.06 | PVC-2025 |  |  |  |  | Underground Work | 16-110 |  | Yes
38920380 | 2025 COST CATALOG BRIGHTRONIX\Rough In General | Part | Duplex USB Receptacle, 15 Amp, Commercial Grade, White | USB Receptacle | ea | 25.5 | 0.25 | ROUGH-IN-2025 |  |  |  |  | Rough In | 16-150 - Rough In |  | Yes
39303362 | 2025 COST CATALOG BRIGHTRONIX\Rough In General | Part | Duplex Receptacle GFCI, Mounting Material | Shallow Unistrut, Screw, Gaskets etc... | ea | 20.1 | 0.1 | ROUGH-IN-2025 |  |  |  |  | Rough In | 16-150 - Rough In |  | Yes
39303368 | 2025 COST CATALOG BRIGHTRONIX\Rough In General | Part | Single Receptacle Wallplate, 1 Gang, Nylon, White | 1-Gang, Single Device Receptacle Wallplate, Standard Size | ea | 0.48 | 0.05 | ROUGH-IN-2025 |  |  |  |  | Rough In | 16-150 - Rough In |  | Yes
39303372 | 2025 COST CATALOG BRIGHTRONIX\Rough In General | Part | Single Receptacle, 20 Amp, Commercial Grade, 5-20R, White | 20 Amp, 125 Volt, NEMA 5-20R, 2-Pole, 3-Wire, Narrow Body Single Receptacle, Straight Blade, Commercial Grade | ea | 3.5 | 0.2 | ROUGH-IN-2025 |  |  |  |  | Rough In | 16-150 - Rough In |  | Yes
39303373 | 2025 COST CATALOG BRIGHTRONIX\Rough In General | Part | 4" X 1-1/2" General Stud Mounting Bracket for Square Boxes | [No Box] General Stud Mounting Bracket for Square Boxes | ea | 4.55 | 0.2 | ROUGH-IN-2025 |  |  |  |  | Rough In | 16-150 - Rough In |  | Yes
39303374 | 2025 COST CATALOG BRIGHTRONIX\Rough In General | Part | 1-1/4" Raised One Gang Mud Ring for 4" Square | 4" Square Cover, 1-Device, Mud Ring, 1-1/4" Raised, Drawn, Metallic | ea | 1.5 | 0.05 | ROUGH-IN-2025 |  |  |  |  | Rough In | 16-150 - Rough In |  | Yes
39303375 | 2025 COST CATALOG BRIGHTRONIX\Rough In General | Part | Duplex receptacle, 20 amp, with surge suppressor and isolated ground, hospital grade, 5-20R | Duplex receptacle, 20 amp, with surge suppressor and isolated ground, hospital grade, 5-20R | ea | 33.4 | 0.2 | ROUGH-IN-2025 |  |  |  |  | Rough In | 16-150 - Rough In |  | Yes
39303378 | 2025 COST CATALOG BRIGHTRONIX\Rough In General | Part | Combination decora and two standard switch plate, 3 gang, brass | Combination decora and two standard switch plate, 3 gang, brass | ea | 11.1 | 0.15 | ROUGH-IN-2025 |  |  |  |  | Rough In | 16-150 - Rough In |  | Yes
39303379 | 2025 COST CATALOG BRIGHTRONIX\Rough In General | Part | Combination decora and two standard switch plate, 3 gang, plastic | Combination decora and two standard switch plate, 3 gang, plastic | ea | 2.5 | 0.15 | ROUGH-IN-2025 |  |  |  |  | Rough In | 16-150 - Rough In |  | Yes
39303380 | 2025 COST CATALOG BRIGHTRONIX\Rough In General | Part | Decora switch wall plate, 3 gang, plastic | Decora switch wall plate, 3 gang, plastic | ea | 2.82 | 0.15 | ROUGH-IN-2025 |  |  |  |  | Rough In | 16-150 - Rough In |  | Yes
39303381 | 2025 COST CATALOG BRIGHTRONIX\Rough In General | Part | Decora switch wall plate, 2 gang, stainless steel | Decora switch wall plate, 2 gang, stainless steel | ea | 3.71 | 0.1 | ROUGH-IN-2025 |  |  |  |  | Rough In | 16-150 - Rough In |  | Yes
39303382 | 2025 COST CATALOG BRIGHTRONIX\Rough In General | Part | Decora switch wall plate, 2 gang, aluminum | Decora switch wall plate, 2 gang, aluminum | ea | 3.89 | 0.1 | ROUGH-IN-2025 |  |  |  |  | Rough In | 16-150 - Rough In |  | Yes
39303385 | 2025 COST CATALOG BRIGHTRONIX\Rough In General | Part | 4-S flat blank 1/2 KO, outlet box cover | 4-S flat blank 1/2 KO, outlet box cover | ea | 1.84 | 0.05 | ROUGH-IN-2025 |  |  |  |  | Rough In | 16-150 - Rough In |  | Yes
39303388 | 2025 COST CATALOG BRIGHTRONIX\Rough In General | Part | 3/4" Raised One Gang Mud Ring for 4" Square | 4" Square Cover, 1-Device, Mud Ring, 3/4" Raised, Drawn, Metallic | ea | 0.75 | 0.05 | ROUGH-IN-2025 |  |  |  |  | Rough In | 16-150 - Rough In |  | Yes
39303389 | 2025 COST CATALOG BRIGHTRONIX\Rough In General | Part | 4-S flat blank, outlet box cover | 4-S flat blank, outlet box cover | ea | 0.43 | 0.05 | ROUGH-IN-2025 |  |  |  |  | Rough In | 16-150 - Rough In |  | Yes
39303390 | 2025 COST CATALOG BRIGHTRONIX\Rough In General | Part | Switch Wallplate, 1 Gang, Plastic, White | Toggle Switch Wallplate, 1-Gang, Thermoset, White | ea | 0.46 | 0.05 | ROUGH-IN-2025 |  |  |  |  | Rough In | 16-150 - Rough In |  | Yes
39303391 | 2025 COST CATALOG BRIGHTRONIX\Rough In General | Part | Duplex Receptacle Wallplate, 2-Gang, Nylon, White | 2-Gang, Duplex Device Receptacle Wallplate | ea | 0.75 | 0.1 | ROUGH-IN-2025 |  |  |  |  | Rough In | 16-150 - Rough In |  | Yes
39303392 | 2025 COST CATALOG BRIGHTRONIX\Rough In General | Part | Switch, 4-way, 20 Amp, Grounded, Industrial Grade | Switch, 4-way, 20 Amp, Grounded, Industrial Grade | ea | 20 | 0.3 | ROUGH-IN-2025 |  |  |  |  | Rough In | 16-150 - Rough In |  | Yes
39303393 | 2025 COST CATALOG BRIGHTRONIX\Rough In General | Part | Switch wall plate, 2 gang, plastic | Switch wall plate, 2 gang, plastic | ea | 0.67 | 0.1 | ROUGH-IN-2025 |  |  |  |  | Rough In | 16-150 - Rough In |  | Yes
39303394 | 2025 COST CATALOG BRIGHTRONIX\Rough In General | Part | Blank wall plate, 1 gang, aluminum | Blank wire device cover plate, 1 gang, aluminum | ea | 1.81 | 0.05 | ROUGH-IN-2025 |  |  |  |  | Rough In | 16-150 - Rough In |  | Yes
39303395 | 2025 COST CATALOG BRIGHTRONIX\Rough In General | Part | Combination switch and duplex receptacle wall plate, 2 gang, brass | Combination switch and duplex receptacle cover plate, 2 gang, brass | ea | 7.88 | 0.1 | ROUGH-IN-2025 |  |  |  |  | Rough In | 16-150 - Rough In |  | Yes
39303396 | 2025 COST CATALOG BRIGHTRONIX\Rough In General | Part | Duplex receptacle, decora stye, 20 amp, two pole, grounded | Duplex receptacle, decora stye, 20 amp, two pole, grounded | ea | 7.01 | 0.2 | ROUGH-IN-2025 |  |  |  |  | Rough In | 16-150 - Rough In |  | Yes
39303397 | 2025 COST CATALOG BRIGHTRONIX\Rough In General | Part | Simplex receptacle wall plate, 1 gang, brass | Simplex receptacle wall plate, 1 gang, brass | ea | 4.01 | 0.05 | ROUGH-IN-2025 |  |  |  |  | Rough In | 16-150 - Rough In |  | Yes
39303398 | 2025 COST CATALOG BRIGHTRONIX\Rough In General | Part | Combination switch and duplex receptacle wall plate, 3 gang, plastic | Combination switch and duplex receptacle cover plate, 3 gang, plastic | ea | 1.01 | 0.15 | ROUGH-IN-2025 |  |  |  |  | Rough In | 16-150 - Rough In |  | Yes
39303399 | 2025 COST CATALOG BRIGHTRONIX\Rough In General | Part | Switch, keyed type, single pole, 20 amp, grounded, AC quite, specification grade |  | ea | 14.2 | 0.2 | ROUGH-IN-2025 |  |  |  |  | Rough In | 16-150 - Rough In |  | Yes
39303400 | 2025 COST CATALOG BRIGHTRONIX\Rough In General | Part | Duplex receptacle, decora stye, 20 amp, two pole, grounded | Duplex receptacle, decora stye, 20 amp, two pole, grounded | ea | 9.75 | 0.2 | ROUGH-IN-2025 |  |  |  |  | Rough In | 16-150 - Rough In |  | Yes
39303401 | 2025 COST CATALOG BRIGHTRONIX\Rough In General | Part | Weatherproof, duplex horizontal receptacle plates, twin covers, 20 amp, cast metal | Weatherproof, duplex horizontal receptacle plates, twin covers, 20 amp, cast metal | ea | 19.1 | 0.1 | ROUGH-IN-2025 |  |  |  |  | Rough In | 16-150 - Rough In |  | Yes
39303402 | 2025 COST CATALOG BRIGHTRONIX\Rough In General | Part | Weatherproof, single receptacle plates, 20 amp, cast metal | Weatherproof, single receptacle plates, 20 amp, cast metal | ea | 22.6 | 0.1 | ROUGH-IN-2025 |  |  |  |  | Rough In | 16-150 - Rough In |  | Yes
39303403 | 2025 COST CATALOG BRIGHTRONIX\Rough In General | Part | Decora switch wall plate, 4 gang, stainless steel | Decora switch wall plate, 4 gang, stainless steel | ea | 7.53 | 0.2 | ROUGH-IN-2025 |  |  |  |  | Rough In | 16-150 - Rough In |  | Yes
39303404 | 2025 COST CATALOG BRIGHTRONIX\Rough In General | Part | Decora switch wall plate, 4 gang, brass | Decora switch wall plate, 4 gang, brass | ea | 18.1 | 0.2 | ROUGH-IN-2025 |  |  |  |  | Rough In | 16-150 - Rough In |  | Yes
39303405 | 2025 COST CATALOG BRIGHTRONIX\Rough In General | Part | Combination decora and standard switch plate, 2 gang, stainless steel | Combination decora and standard switch plate, 2 gang, stainless steel | ea | 3.71 | 0.1 | ROUGH-IN-2025 |  |  |  |  | Rough In | 16-150 - Rough In |  | Yes
39303406 | 2025 COST CATALOG BRIGHTRONIX\Rough In General | Part | Decora switch wall plate, 4 gang, plastic | Decora switch wall plate, 4 gang, plastic | ea | 5.07 | 0.2 | ROUGH-IN-2025 |  |  |  |  | Rough In | 16-150 - Rough In |  | Yes
39303407 | 2025 COST CATALOG BRIGHTRONIX\Rough In General | Part | Switch Single Pole, 20 Amp, Commercial Grade, Grounding | 20 Amp, 120/277 Volt, Toggle Single-Pole AC Quiet Switch, Commercial Grade | ea | 2.32 | 0.2 | ROUGH-IN-2025 |  |  |  |  | Rough In | 16-150 - Rough In |  | Yes
39303408 | 2025 COST CATALOG BRIGHTRONIX\Rough In General | Part | Decora switch wall plate, 3 gang, stainless steel | Decora switch wall plate, 3 gang, stainless steel | ea | 5.68 | 0.15 | ROUGH-IN-2025 |  |  |  |  | Rough In | 16-150 - Rough In |  | Yes
39303409 | 2025 COST CATALOG BRIGHTRONIX\Rough In General | Part | Combination decora and standard switch plate, 2 gang, aluminum | Combination decora and standard switch plate, 2 gang, aluminum | ea | 3.89 | 0.1 | ROUGH-IN-2025 |  |  |  |  | Rough In | 16-150 - Rough In |  | Yes
39303410 | 2025 COST CATALOG BRIGHTRONIX\Rough In General | Part | Combination decora and standard switch plate, 2 gang, brass | Combination decora and standard switch plate, 2 gang, brass | ea | 7.35 | 0.1 | ROUGH-IN-2025 |  |  |  |  | Rough In | 16-150 - Rough In |  | Yes
39303411 | 2025 COST CATALOG BRIGHTRONIX\Rough In General | Part | Decora switch wall plate, 3 gang, brass | Decora switch wall plate, 3 gang, brass | ea | 14.5 | 0.15 | ROUGH-IN-2025 |  |  |  |  | Rough In | 16-150 - Rough In |  | Yes
39303412 | 2025 COST CATALOG BRIGHTRONIX\Rough In General | Part | Combination decora and standard switch plate, 2 gang, plastic | Combination decora and standard switch plate, 2 gang, plastic | ea | 1.29 | 0.1 | ROUGH-IN-2025 |  |  |  |  | Rough In | 16-150 - Rough In |  | Yes
39303413 | 2025 COST CATALOG BRIGHTRONIX\Rough In General | Part | Duplex receptacle, 20 amp, with surge suppressor, hospital grade, 5-20R | Duplex receptacle, 20 amp, with surge suppressor, hospital grade, 5-20R | ea | 30.1 | 0.2 | ROUGH-IN-2025 |  |  |  |  | Rough In | 16-150 - Rough In |  | Yes
39303414 | 2025 COST CATALOG BRIGHTRONIX\Rough In General | Part | Duplex receptacle wall plate, 2 gang, stainless steel | Duplex receptacle wall plate, 2 gang, stainless steel | ea | 3.44 | 0.1 | ROUGH-IN-2025 |  |  |  |  | Rough In | 16-150 - Rough In |  | Yes
39303415 | 2025 COST CATALOG BRIGHTRONIX\Rough In General | Part | Simplex receptacle wall plate, 1 gang, aluminum | Simplex receptacle wall plate, 1 gang, aluminum | ea | 1.91 | 0.05 | ROUGH-IN-2025 |  |  |  |  | Rough In | 16-150 - Rough In |  | Yes
39303416 | 2025 COST CATALOG BRIGHTRONIX\Rough In General | Part | Decora switch wall plate, 2 gang, brass | Decora switch wall plate, 2 gang, brass | ea | 6.8 | 0.1 | ROUGH-IN-2025 |  |  |  |  | Rough In | 16-150 - Rough In |  | Yes
39303417 | 2025 COST CATALOG BRIGHTRONIX\Rough In General | Part | Duplex receptacle, 20 amp, self grounding, hospital grade, 5-20R | Duplex receptacle, 20 amp, self grounding, hospital grade, 5-20R | ea | 13.7 | 0.2 | ROUGH-IN-2025 |  |  |  |  | Rough In | 16-150 - Rough In |  | Yes
39303418 | 2025 COST CATALOG BRIGHTRONIX\Rough In General | Part | Combination decora and three standard switch plate, 4 gang, plastic | Combination decora and three standard switch plate, 4 gang, plastic | ea | 5.57 | 0.2 | ROUGH-IN-2025 |  |  |  |  | Rough In | 16-150 - Rough In |  | Yes
39303419 | 2025 COST CATALOG BRIGHTRONIX\Rough In General | Part | Duplex receptacle, 20 amp, 250 volt, self grounding, specifcation grade, 6-20R | Duplex receptacle, 20 amp, 250 volt, self grounding, specifcation grade, 6-20R | ea | 14.6 | 0.2 | ROUGH-IN-2025 |  |  |  |  | Rough In | 16-150 - Rough In |  | Yes
39303420 | 2025 COST CATALOG BRIGHTRONIX\Rough In General | Part | Duplex Receptacle, 20 Amp, Industrial Grade, 5-20R | Receptacles, Duplex, Industrial Grade, 2-Pole 3-Wire Grounding, 20A 125V, 5-20R, Brown | ea | 41 | 0.3 | ROUGH-IN-2025 |  |  |  |  | Rough In | 16-150 - Rough In |  | Yes
39303421 | 2025 COST CATALOG BRIGHTRONIX\Rough In General | Part | Simplex receptacle wall plate, 1 gang, stainless steel | Simplex receptacle wall plate, 1 gang, stainless steel | ea | 1.53 | 0.05 | ROUGH-IN-2025 |  |  |  |  | Rough In | 16-150 - Rough In |  | Yes
39303422 | 2025 COST CATALOG BRIGHTRONIX\Rough In General | Part | Duplex receptacle wall plate, 2 gang, aluminum | Duplex receptacle wall plate, 2 gang, aluminum | ea | 8.59 | 0.1 | ROUGH-IN-2025 |  |  |  |  | Rough In | 16-150 - Rough In |  | Yes
39303423 | 2025 COST CATALOG BRIGHTRONIX\Rough In General | Part | Duplex receptacle wall plate, 1 gang, aluminum | Duplex receptacle wall plate, 1 gang, aluminum | ea | 1.81 | 0.05 | ROUGH-IN-2025 |  |  |  |  | Rough In | 16-150 - Rough In |  | Yes
39303424 | 2025 COST CATALOG BRIGHTRONIX\Rough In General | Part | Duplex receptacle wall plate, 1 gang, stainless steel | Duplex receptacle wall plate, 1 gang, stainless steel | ea | 1.43 | 0.05 | ROUGH-IN-2025 |  |  |  |  | Rough In | 16-150 - Rough In |  | Yes
39303425 | 2025 COST CATALOG BRIGHTRONIX\Rough In General | Part | Duplex receptacle wall plate, 2 gang, brass | Duplex receptacle wall plate, 2 gang, brass | ea | 8.98 | 0.1 | ROUGH-IN-2025 |  |  |  |  | Rough In | 16-150 - Rough In |  | Yes
39303426 | 2025 COST CATALOG BRIGHTRONIX\Rough In General | Part | Decora switch wall plate, 5 gang, brass | Decora switch wall plate, 5 gang, brass | ea | 24.4 | 0.25 | ROUGH-IN-2025 |  |  |  |  | Rough In | 16-150 - Rough In |  | Yes
39303427 | 2025 COST CATALOG BRIGHTRONIX\Rough In General | Part | Switch, Decora Style, 3-way, 20 Amp, Commercial Grade, Self Grounded | 15 Amp, 120/277 Volt, Decora Style Single-Pole / 3-Way AC Combination Switch, Commercial Grade | ea | 26 | 1.2 | ROUGH-IN-2025 |  |  |  |  | Rough In | 16-150 - Rough In |  | Yes
39303428 | 2025 COST CATALOG BRIGHTRONIX\Rough In General | Part | Blank wall plate, 2 gang, stainless steel | Blank wire device cover plate, 2 gang, stainless steel | ea | 1.38 | 0.1 | ROUGH-IN-2025 |  |  |  |  | Rough In | 16-150 - Rough In |  | Yes
39303429 | 2025 COST CATALOG BRIGHTRONIX\Rough In General | Part | Blank wall plate, 2 gang, aluminum | Blank wire device cover plate, 2 gang, aluminum | ea | 2.96 | 0.1 | ROUGH-IN-2025 |  |  |  |  | Rough In | 16-150 - Rough In |  | Yes
39303430 | 2025 COST CATALOG BRIGHTRONIX\Rough In General | Part | Blank wall plate, 2 gang, brass | Blank wire device cover plate, 2 gang, brass | ea | 9.3 | 0.1 | ROUGH-IN-2025 |  |  |  |  | Rough In | 16-150 - Rough In |  | Yes
39303431 | 2025 COST CATALOG BRIGHTRONIX\Rough In General | Part | Blank wall plate, 2 gang, plastic | Blank wire device cover plate, 2 gang, plastic | ea | 1.29 | 0.1 | ROUGH-IN-2025 |  |  |  |  | Rough In | 16-150 - Rough In |  | Yes
39303432 | 2025 COST CATALOG BRIGHTRONIX\Rough In General | Part | Blank wall plate, 1 gang, stainless steel | Blank wire device cover plate, 1 gang, stainless steel | ea | 1.45 | 0.05 | ROUGH-IN-2025 |  |  |  |  | Rough In | 16-150 - Rough In |  | Yes
39303433 | 2025 COST CATALOG BRIGHTRONIX\Rough In General | Part | Blank wall plate, 1 gang, brass | Blank wire device cover plate, 1 gang, brass | ea | 4.12 | 0.05 | ROUGH-IN-2025 |  |  |  |  | Rough In | 16-150 - Rough In |  | Yes
39303434 | 2025 COST CATALOG BRIGHTRONIX\Rough In General | Part | Combination switch and duplex receptacle wall plate, 3 gang, stainless steel | Combination switch and duplex receptacle cover plate, 3 gang, stainless steel | ea | 4.35 | 0.15 | ROUGH-IN-2025 |  |  |  |  | Rough In | 16-150 - Rough In |  | Yes
39303435 | 2025 COST CATALOG BRIGHTRONIX\Rough In General | Part | Combination switch and duplex receptacle wall plate, 3 gang, aluminum | Combination switch and duplex receptacle cover plate, 3 gang, aluminum | ea | 6.61 | 0.15 | ROUGH-IN-2025 |  |  |  |  | Rough In | 16-150 - Rough In |  | Yes
39303436 | 2025 COST CATALOG BRIGHTRONIX\Rough In General | Part | Combination switch and duplex receptacle wall plate, 3 gang, brass | Combination switch and duplex receptacle cover plate, 3 gang, brass | ea | 11.8 | 0.15 | ROUGH-IN-2025 |  |  |  |  | Rough In | 16-150 - Rough In |  | Yes
39303437 | 2025 COST CATALOG BRIGHTRONIX\Rough In General | Part | Blank wall plate, 1 gang, plastic | Blank wire device cover plate, 1 gang, plastic | ea | 0.37 | 0.05 | ROUGH-IN-2025 |  |  |  |  | Rough In | 16-150 - Rough In |  | Yes
39303438 | 2025 COST CATALOG BRIGHTRONIX\Rough In General | Part | Combination switch and duplex receptacle wall plate, 2 gang, stainless steel | Combination switch and duplex receptacle cover plate, 2 gang, stainless steel | ea | 2.9 | 0.1 | ROUGH-IN-2025 |  |  |  |  | Rough In | 16-150 - Rough In |  | Yes
39303439 | 2025 COST CATALOG BRIGHTRONIX\Rough In General | Part | Switch, keyed type, 4-way, 20 amp, grounded, AC quite, specification grade |  | ea | 33.2 | 0.3 | ROUGH-IN-2025 |  |  |  |  | Rough In | 16-150 - Rough In |  | Yes
39303440 | 2025 COST CATALOG BRIGHTRONIX\Rough In General | Part | Switch, keyed type, double pole, 20 amp, grounded, AC quite, specification grade |  | ea | 17.9 | 0.25 | ROUGH-IN-2025 |  |  |  |  | Rough In | 16-150 - Rough In |  | Yes
39303441 | 2025 COST CATALOG BRIGHTRONIX\Rough In General | Part | Switch, keyed type, 3-way, 20 amp, grounded, AC quite, specification grade |  | ea | 15.3 | 0.25 | ROUGH-IN-2025 |  |  |  |  | Rough In | 16-150 - Rough In |  | Yes
39303442 | 2025 COST CATALOG BRIGHTRONIX\Rough In General | Part | Decora switch wall plate, 1 gang, stainless steel | Decora switch wall plate, 1 gang, stainless steel | ea | 1.46 | 0.05 | ROUGH-IN-2025 |  |  |  |  | Rough In | 16-150 - Rough In |  | Yes
39303443 | 2025 COST CATALOG BRIGHTRONIX\Rough In General | Part | Decora switch wall plate, 1 gang, aluminum | Decora switch wall plate, 1 gang, aluminum | ea | 1.94 | 0.05 | ROUGH-IN-2025 |  |  |  |  | Rough In | 16-150 - Rough In |  | Yes
39303448 | 2025 COST CATALOG BRIGHTRONIX\Rough In General | Part | Switch, double pole, 30 amp, grounded, HP rated, industrial grade | Switch, double pole, 30 amp, grounded, HP rated, industrial grade | ea | 21.9 | 0.3 | ROUGH-IN-2025 |  |  |  |  | Rough In | 16-150 - Rough In |  | Yes
39303449 | 2025 COST CATALOG BRIGHTRONIX\Rough In General | Part | Switch, 3-way, 30 amp, 120 volt, grounded, HP rated, industrial grade | Switch, 3-way, 30 amp, 120 volt, grounded, HP rated, industrial grade | ea | 21.6 | 0.3 | ROUGH-IN-2025 |  |  |  |  | Rough In | 16-150 - Rough In |  | Yes
39303450 | 2025 COST CATALOG BRIGHTRONIX\Rough In General | Part | Switch, 4-way, 20 amp, grounded, HP rated, industrial grade | Switch, 4-way, 20 amp, grounded, HP rated, industrial grade | ea | 31 | 0.3 | ROUGH-IN-2025 |  |  |  |  | Rough In | 16-150 - Rough In |  | Yes
39303451 | 2025 COST CATALOG BRIGHTRONIX\Rough In General | Part | Decora switch wall plate, 1 gang, brass | Decora switch wall plate, 1 gang, brass | ea | 3.37 | 0.05 | ROUGH-IN-2025 |  |  |  |  | Rough In | 16-150 - Rough In |  | Yes
39303452 | 2025 COST CATALOG BRIGHTRONIX\Rough In General | Part | Switch, double pole, 20 amp, grounded, HP rated, industrial grade | Switch, double pole, 20 amp, grounded, HP rated, industrial grade | ea | 14.4 | 0.25 | ROUGH-IN-2025 |  |  |  |  | Rough In | 16-150 - Rough In |  | Yes
39303453 | 2025 COST CATALOG BRIGHTRONIX\Rough In General | Part | Switch, 3-way, 20 amp, grounded, HP rated, industrial grade | Switch, 3-way, 20 amp, grounded, HP rated, industrial grade | ea | 11.2 | 0.25 | ROUGH-IN-2025 |  |  |  |  | Rough In | 16-150 - Rough In |  | Yes
39303454 | 2025 COST CATALOG BRIGHTRONIX\Rough In General | Part | Switch, single pole, 20 amp, grounded, HP rated, industrial grade | Switch, single pole, 20 amp, grounded, HP rated, industrial grade | ea | 10.6 | 0.2 | ROUGH-IN-2025 |  |  |  |  | Rough In | 16-150 - Rough In |  | Yes
39303456 | 2025 COST CATALOG BRIGHTRONIX\Rough In General | Part | Duplex Receptacle Half Control, 20 Amp, Commercial Grade, 5-20R | Duplex Receptacle, 20 amp, Self Grounding, Commercial Grade, 5-20R | ea | 13 | 0.2 | ROUGH-IN-2025 |  |  |  |  | Rough In | 16-150 - Rough In |  | Yes
39303457 | 2025 COST CATALOG BRIGHTRONIX\Rough In General | Part | Single Pole Switch "S" | Wall Mounted | ea | 50 | 1.5 | ROUGH-IN-2025 |  |  |  |  | Rough In | 16-150 - Rough In |  | Yes
39303458 | 2025 COST CATALOG BRIGHTRONIX\Rough In General | Part | Floor box | In Ground Box | ea | 500 | 6 | ROUGH-IN-2025 |  |  |  |  | Rough In | 16-150 - Rough In |  | Yes
39303459 | 2025 COST CATALOG BRIGHTRONIX\Rough In General | Part | 18 X 18 X 6 Nema 1 Cover Pull Boxes | 18 X 18 X 6 Nema 1 Cover Pull Boxes | ea | 60 | 1.5 | ROUGH-IN-2025 |  |  |  |  | Rough In | 16-150 - Rough In |  | Yes
39303460 | 2025 COST CATALOG BRIGHTRONIX\Rough In General | Part | Commercial Rough-in | Set up devices , Test Equipments, finalize connections, Laboling, finishing and Others | ea | 0 | 0 | ROUGH-IN-2025 |  |  |  |  | Rough In | 16-150 - Rough In |  | Yes
39303461 | 2025 COST CATALOG BRIGHTRONIX\Rough In General | Part | Switch, 3-way, 20 amp, grounded, industrial grade | Switch, 3-way, 20 amp, grounded, industrial grade | ea | 8.64 | 0.25 | ROUGH-IN-2025 |  |  |  |  | Rough In | 16-150 - Rough In |  | Yes
39303462 | 2025 COST CATALOG BRIGHTRONIX\Rough In General | Part | Duplex Receptacle, Controlled Half Hot, 20 Amp, Commercial Receptacle, 5-20R | Duplex Receptacle, Controlled Half Hot, 20 Amp, Commercial Receptacle, 5-20R | ea | 15 | 0.4 | ROUGH-IN-2025 |  |  |  |  | Rough In | 16-150 - Rough In |  | Yes
39303464 | 2025 COST CATALOG BRIGHTRONIX\Rough In General | Part | Decora switch wall plate, 1 gang, plastic | Decora switch wall plate, 1 gang, plastic | ea | 0.48 | 0.05 | ROUGH-IN-2025 |  |  |  |  | Rough In | 16-150 - Rough In |  | Yes
39303465 | 2025 COST CATALOG BRIGHTRONIX\Rough In General | Part | Single-Pole Toggle Switch, 20A, 120/277V, Black, Industrial Grade | Switch, single pole, 20 amp, grounded, industrial grade | ea | 9 | 0.2 | ROUGH-IN-2025 |  |  |  |  | Rough In | 16-150 - Rough In |  | Yes
39303466 | 2025 COST CATALOG BRIGHTRONIX\Rough In General | Part | Switch, Decora Style, Single Pole, 20 Amp, Commercial Grade, Self Grounded | 20 Amp, 120/277 Volt, Decora Plus Rocker Single-Pole AC Quiet Switch, Commercial Grade | ea | 4.5 | 1.2 | ROUGH-IN-2025 |  |  |  |  | Rough In | 16-150 - Rough In |  | Yes
39303467 | 2025 COST CATALOG BRIGHTRONIX\Rough In General | Part | Duplex receptacle, 20 amp, self grounding, specification grade, 5-20R | Duplex receptacle, 20 amp, self grounding, specification grade, 5-20R | ea | 11.5 | 0.2 | ROUGH-IN-2025 |  |  |  |  | Rough In | 16-150 - Rough In |  | Yes
39303468 | 2025 COST CATALOG BRIGHTRONIX\Rough In General | Part | Decora switch wall plate, 2 gang, plastic | Decora switch wall plate, 2 gang, plastic | ea | 0.97 | 0.1 | ROUGH-IN-2025 |  |  |  |  | Rough In | 16-150 - Rough In |  | Yes
39303469 | 2025 COST CATALOG BRIGHTRONIX\Rough In General | Part | 3-Way Switch "S3" | ceiling mounted | ea | 50 | 1.5 | ROUGH-IN-2025 |  |  |  |  | Rough In | 16-150 - Rough In |  | Yes
39303470 | 2025 COST CATALOG BRIGHTRONIX\Rough In General | Part | Yellow, Extra Large Wire Nuts | Extra Large Wire Nuts / 18-8 AWG | ea | 0.26 | 0.03 | ROUGH-IN-2025 |  |  |  |  | Rough In | 16-150 - Rough In |  | Yes
39303471 | 2025 COST CATALOG BRIGHTRONIX\Rough In General | Part | UTILITY Primary's Inground J-BOX |  | ea | 6700 | 32 | ROUGH-IN-2025 |  |  |  |  | Rough In | 16-150 - Rough In |  | Yes
39303472 | 2025 COST CATALOG BRIGHTRONIX\Rough In General | Part | Switch wall plate, 3 gang, plastic | Switch wall plate, 3 gang, plastic | ea | 1 | 0.15 | ROUGH-IN-2025 |  |  |  |  | Rough In | 16-150 - Rough In |  | Yes
39303473 | 2025 COST CATALOG BRIGHTRONIX\Rough In General | Part | Combination decora and two standard switch plate, 3 gang, aluminum | Combination decora and two standard switch plate, 3 gang, aluminum | ea | 5.9 | 0.15 | ROUGH-IN-2025 |  |  |  |  | Rough In | 16-150 - Rough In |  | Yes
39303474 | 2025 COST CATALOG BRIGHTRONIX\Rough In General | Part | Decora switch wall plate, 5 gang, stainless steel | Decora switch wall plate, 5 gang, stainless steel | ea | 22.6 | 0.25 | ROUGH-IN-2025 |  |  |  |  | Rough In | 16-150 - Rough In |  | Yes
39303475 | 2025 COST CATALOG BRIGHTRONIX\Rough In General | Part | Decora switch wall plate, 5 gang, plastic | Decora switch wall plate, 5 gang, plastic | ea | 7.11 | 0.25 | ROUGH-IN-2025 |  |  |  |  | Rough In | 16-150 - Rough In |  | Yes
39303476 | 2025 COST CATALOG BRIGHTRONIX\Rough In General | Part | Semi-jumbo single receptacle wall plate, 1 gang, plastic | Semi-jumbo single receptacle wall plate, 1 gang, plastic | ea | 0.96 | 0.05 | ROUGH-IN-2025 |  |  |  |  | Rough In | 16-150 - Rough In |  | Yes
39303477 | 2025 COST CATALOG BRIGHTRONIX\Rough In General | Part | Duplex receptacle, 20 amp, with surge suppressor, specification grade, 5-20R | Duplex receptacle, 20 amp, with surge suppressor, specification grade, 5-20R | ea | 26.4 | 0.2 | ROUGH-IN-2025 |  |  |  |  | Rough In | 16-150 - Rough In |  | Yes
39303478 | 2025 COST CATALOG BRIGHTRONIX\Rough In General | Part | Combination decora and two standard switch plate, 3 gang, stainless steel | Combination decora and two standard switch plate, 3 gang, stainless steel | ea | 5.62 | 0.15 | ROUGH-IN-2025 |  |  |  |  | Rough In | 16-150 - Rough In |  | Yes
39303479 | 2025 COST CATALOG BRIGHTRONIX\Rough In General | Part | Combination switch and duplex receptacle wall plate, 2 gang, aluminum | Combination switch and duplex receptacle cover plate, 2 gang, aluminum | ea | 3.9 | 0.1 | ROUGH-IN-2025 |  |  |  |  | Rough In | 16-150 - Rough In |  | Yes
39303480 | 2025 COST CATALOG BRIGHTRONIX\Rough In General | Part | Combination switch and duplex receptacle wall plate, 2 gang, plastic | Combination switch and duplex receptacle cover plate, 2 gang, plastic | ea | 0.58 | 0.1 | ROUGH-IN-2025 |  |  |  |  | Rough In | 16-150 - Rough In |  | Yes
39303481 | 2025 COST CATALOG BRIGHTRONIX\Rough In General | Part | Switch Double Pole, 20 Amp, Commercial Grade, Grounding | 20 Amp, 120/277 Volt, Toggle Double-Pole AC Quiet Switch, Commercial Grade | ea | 7.5 | 0.25 | ROUGH-IN-2025 |  |  |  |  | Rough In | 16-150 - Rough In |  | Yes
39303482 | 2025 COST CATALOG BRIGHTRONIX\Rough In General | Part | Switch, 4-way, 20 Amp, Grounded, Commercial Grade | Switch, 4-way, 20 Amp, Grounded, Commercial Grade | ea | 14 | 0.3 | ROUGH-IN-2025 |  |  |  |  | Rough In | 16-150 - Rough In |  | Yes
39303483 | 2025 COST CATALOG BRIGHTRONIX\Rough In General | Part | Weatherproof, single receptacle plates, 15 amp, cast metal | Weatherproof, single receptacle plates, 15 amp, cast metal | ea | 21.4 | 0.1 | ROUGH-IN-2025 |  |  |  |  | Rough In | 16-150 - Rough In |  | Yes
39303484 | 2025 COST CATALOG BRIGHTRONIX\Rough In General | Part | Switch, single pole, 30 amp, 120 volt, grounded, HP rated, industrial grade | Switch, single pole, 30 amp, 120 volt, grounded, HP rated, industrial grade | ea | 17 | 0.25 | ROUGH-IN-2025 |  |  |  |  | Rough In | 16-150 - Rough In |  | Yes
39303485 | 2025 COST CATALOG BRIGHTRONIX\Rough In General | Part | 1" Raised One Gang Mud Ring for 4" Square | 4" Square Cover, 1-Device, Mud Ring, 1" Raised, Drawn, Metallic | ea | 1.5 | 0.05 | ROUGH-IN-2025 |  |  |  |  | Rough In | 16-150 - Rough In |  | Yes
39303486 | 2025 COST CATALOG BRIGHTRONIX\Rough In General | Part | Switch, double pole, 20 amp, grounded, industrial grade | Switch, double pole, 20 amp, grounded, industrial grade | ea | 11 | 0.25 | ROUGH-IN-2025 |  |  |  |  | Rough In | 16-150 - Rough In |  | Yes
39303487 | 2025 COST CATALOG BRIGHTRONIX\Rough In General | Part | Switch, Decora Style, 2 Switches, 20 Amp, Commercial Grade, Self Grounded | 15 Amp, 120/277 Volt, Decora Style Single-Pole / Single-Pole AC Combination Switch, Commercial Grade | ea | 15 | 1.2 | ROUGH-IN-2025 |  |  |  |  | Rough In | 16-150 - Rough In |  | Yes
39303488 | 2025 COST CATALOG BRIGHTRONIX\Rough In General | Part | Switch, Decora Style, 4-way, 20 Amp, Commercial Grade, Self Grounded | 15 Amp, 120/277 Volt, Decora Rocker 4-Way AC Quiet Switch | ea | 35 | 0.3 | ROUGH-IN-2025 |  |  |  |  | Rough In | 16-150 - Rough In |  | Yes
39303489 | 2025 COST CATALOG BRIGHTRONIX\Rough In General | Part | Switch, Decora Style, 3-way, 20 Amp, Commercial Grade, Self Grounded | Switch, Decora Style, 3-way, 20 amp, grounded, specification grade | ea | 26 | 0.3 | ROUGH-IN-2025 |  |  |  |  | Rough In | 16-150 - Rough In |  | Yes
39303490 | 2025 COST CATALOG BRIGHTRONIX\Rough In General | Part | Duplex receptacle, 20 amp, 250 volt specifcation grade, 6-20R | Duplex receptacle, 20 amp, 250 volt specifcation grade, 6-20R | ea | 8.1 | 0.2 | ROUGH-IN-2025 |  |  |  |  | Rough In | 16-150 - Rough In |  | Yes
39303509 | 2025 COST CATALOG BRIGHTRONIX\Rough In General | Part | Switch, 3-way, 20 Amp, Grounded, Commercial Grade | Switch, 3-way, 20 Amp, Grounded, Commercial Grade | ea | 3.55 | 0.25 | ROUGH-IN-2025 |  |  |  |  | Rough In | 16-150 - Rough In |  | Yes
39303510 | 2025 COST CATALOG BRIGHTRONIX\Rough In General | Part | GFCI Duplex Receptacle, Tamper Resistant, 20 Amp, Commercial Grade, 5-20R, White | 20 Amp, 125 Volt Receptacle, 20 Amp Feed-Through, Self Testing, SmartLock Pro Slim Weather & Tamper-Resistant GFCI | ea | 25 | 0.2 | ROUGH-IN-2025 |  |  |  |  | Rough In | 16-150 - Rough In |  | Yes
39303512 | 2025 COST CATALOG BRIGHTRONIX\Rough In General | Part | Duplex receptacle wall plate, 1 gang, brass | Duplex receptacle wall plate, 1 gang, brass | ea | 3.63 | 0.05 | ROUGH-IN-2025 |  |  |  |  | Rough In | 16-150 - Rough In |  | Yes
39303513 | 2025 COST CATALOG BRIGHTRONIX\Rough In General | Part | Duplex Receptacle, 20 Amp, Commercial Grade, 5-20R, White | 20A Commercial Grade Duplex Receptacle, 5-20R, White | ea | 1.7 | 0.2 | ROUGH-IN-2025 |  |  |  |  | Rough In | 16-150 - Rough In |  | Yes
39303515 | 2025 COST CATALOG BRIGHTRONIX\Rough In General | Part | Duplex receptacle, 20 amp, self grounding, commercial grade, 5-20R | Duplex receptacle, 20 amp, self grounding, commercial grade, 5-20R | ea | 6.26 | 0.2 | ROUGH-IN-2025 |  |  |  |  | Rough In | 16-150 - Rough In |  | Yes
39303516 | 2025 COST CATALOG BRIGHTRONIX\Rough In General | Part | Duplex Receptacle Wallplate, 1-Gang, Plastic | Duplex Receptacle Wallplate, 1-Gang, Thermoset, White | ea | 0.46 | 0.05 | ROUGH-IN-2025 |  |  |  |  | Rough In | 16-150 - Rough In |  | Yes
39303517 | 2025 COST CATALOG BRIGHTRONIX\Rough In General | Part | Bubble Cover - Weatherproof-In-Use Cover, 1-Gang | In-Use Cover, 1-Gang, Weatherproof, Vertical/Horizontal Mount, Extra Duty, Non-Metallic, Depth: 2-3/4". Includes Separate Insert Types: Duplex, Decorator/GFCI Receptacle | ea | 9 | 0.04 | ROUGH-IN-2025 |  |  |  |  | Rough In | 16-150 - Rough In |  | Yes
39560462 | 2025 COST CATALOG BRIGHTRONIX\Rough In General | Part | 4" Square Box 1/2" & 3/4" KO - 1-1/2" Shallow Box | [Only Box] 4-S 1/2 & 3/4 KO 4" X 4" X 1-1/2" Shallow Square Box | ea | 1 | 0.25 | ROUGH-IN-2025 |  |  |  |  | Rough In | 16-150 - Rough In |  | Yes
39560471 | 2025 COST CATALOG BRIGHTRONIX\Rough In General | Part | 1 Gang Ivory Switches, 15 Amp 1-Pole In 2-1/2" Deep Sectional Box and Plastic Plate | 1 Gang Ivory Switches, 15 Amp 1-Pole In 2-1/2" Deep Sectional Box and Plastic Plate | ea | 5.11 | 0.47 | ROUGH-IN-2025 |  |  |  |  | Rough In | 16-150 - Rough In |  | Yes
39560473 | 2025 COST CATALOG BRIGHTRONIX\Rough In General | Part | 4" Square Box, 2-1/8" Depth, 3/4" & 1" KO, Deep Box | [Only Box] 4 Inch Square Box With Raised Ground, Welded, 2-1/8 Inch Depth, Side Knockouts: (8) 1 Inch, Bottom Knockouts: (2) 1/2 Inch, (2) 3/4 Inch | ea | 2.5 | 0.2 | ROUGH-IN-2025 |  |  |  |  | Rough In | 16-150 - Rough In |  | Yes
39560474 | 2025 COST CATALOG BRIGHTRONIX\Rough In General | Part | 4 Gang White Switch Cover Plates | 4 Gang White Switch Cover Plates | ea | 1.45 | 0.2 | ROUGH-IN-2025 |  |  |  |  | Rough In | 16-150 - Rough In |  | Yes
39560486 | 2025 COST CATALOG BRIGHTRONIX\Rough In General | Part | 30A, 125/250V, Nema L10-30R 3 Pole, 3 Wire, Single Non-Grounding Locking Receptacles | 30A, 125/250V, Nema L10-30R 3 Pole, 3 Wire, Single Non-Grounding Locking Receptacles | ea | 200 | 2 | ROUGH-IN-2025 |  |  |  |  | Rough In | 16-150 - Rough In |  | Yes
39560487 | 2025 COST CATALOG BRIGHTRONIX\Rough In General | Part | 4" Square Box, 2-1/8" Depth, 1/2" & 3/4" KO, Deep Box | [Only Box] 4 Inch Square Box With Raised Ground, Welded, 2-1/8 Inch Depth, Side Knockouts: (8) 1/2 Inch, (4) 1/2 and 3/4 Inch | ea | 1.5 | 0.2 | ROUGH-IN-2025 |  |  |  |  | Rough In | 16-150 - Rough In |  | Yes
39560496 | 2025 COST CATALOG BRIGHTRONIX\Rough In General | Part | Red, Extra Large Wire Nuts | Extra Large Wire Nuts / 18-8 AWG | ea | 0.22 | 0.03 | ROUGH-IN-2025 |  |  |  |  | Rough In | 16-150 - Rough In |  | Yes
39560501 | 2025 COST CATALOG BRIGHTRONIX\Rough In General | Part | TV Backbox | TV Backbox | ea | 45 | 0.3 | ROUGH-IN-2025 |  |  |  |  | Rough In | 16-150 - Rough In |  | Yes
39560502 | 2025 COST CATALOG BRIGHTRONIX\Rough In General | Part | 4-11/16" Square Box, 2-1/8" Depth, 1/2" & 3/4" KO, Deep Box | [Only Box] 4-11/16" Square Box, Welded, Metallic. Depth: 2-1/8". Side Knockouts: (12) 1/2" & 3/4" TKO | ea | 3 | 0.33 | ROUGH-IN-2025 |  |  |  |  | Rough In | 16-150 - Rough In |  | Yes
39560504 | 2025 COST CATALOG BRIGHTRONIX\Rough In General | Part | Ivory 15 Amp, 125 Volt, Push-In, Residential Grade, Nema 5-15R | Ivory 15 Amp, 125 Volt, Push-In, Residential Grade, Nema 5-15R | ea | 0.57 | 0.2 | ROUGH-IN-2025 |  |  |  |  | Rough In | 16-150 - Rough In |  | Yes
39560513 | 2025 COST CATALOG BRIGHTRONIX\Rough In General | Part | Two 1/2" Hubs 4" Round Cast Weatherproof Covers | Two 1/2" Hubs 4" Round Cast Weatherproof Covers | ea | 7.43 | 0.05 | ROUGH-IN-2025 |  |  |  |  | Rough In | 16-150 - Rough In |  | Yes
39560517 | 2025 COST CATALOG BRIGHTRONIX\Rough In General | Part | Track Fixture | Track Fixture | ea | 17.5 | 0.25 | ROUGH-IN-2025 |  |  |  |  | Rough In | 16-150 - Rough In |  | Yes
39560562 | 2025 COST CATALOG BRIGHTRONIX\Rough In General | Part | 1 Gang, White Switches, 15 Amp 4-Way In 2" Deep Sectional Box and Plastic Plate | 1 Gang, White Switches, 15 Amp 4-Way In 2" Deep Sectional Box and Plastic Plate | ea | 17.9 | 0.6 | ROUGH-IN-2025 |  |  |  |  | Rough In | 16-150 - Rough In |  | Yes
39560563 | 2025 COST CATALOG BRIGHTRONIX\Rough In General | Part | 4" X 1-1/2" General Stud Mounting Bracket for Square Boxes | [No Box] General Stud Mounting Bracket for Square Boxes | ea | 4.55 | 0.2 | ROUGH-IN-2025 |  |  |  |  | Rough In | 16-150 - Rough In |  | Yes
39560584 | 2025 COST CATALOG BRIGHTRONIX\Rough In General | Part | Locking Receptacle, 30A, 125/250V, Nema L14-30R, 3P, 4W | 30A, 125/250V, Nema 14-30R 3 Pole, 4-Wire Single, Grounding, Dryer | ea | 64 | 0.25 | ROUGH-IN-2025 |  |  |  |  | Rough In | 16-150 - Rough In |  | Yes
39560585 | 2025 COST CATALOG BRIGHTRONIX\Rough In General | Part | 1 Gang Ivory Deep Duplex Receptacle Plates | 1 Gang Ivory Deep Duplex Receptacle Plates | ea | 0.52 | 0.05 | ROUGH-IN-2025 |  |  |  |  | Rough In | 16-150 - Rough In |  | Yes
39560586 | 2025 COST CATALOG BRIGHTRONIX\Rough In General | Part | 30A, 125V, Nema 5-30R 2 Pole, 3-Wire Single, Grounding | 30A, 125V, Nema 5-30R 2 Pole, 3-Wire Single, Grounding | ea | 13.2 | 0.25 | ROUGH-IN-2025 |  |  |  |  | Rough In | 16-150 - Rough In |  | Yes
39560602 | 2025 COST CATALOG BRIGHTRONIX\Rough In General | Part | Duplex Receptacle GFCI, Mounting Material | Unistrut, Screw, Gaskets etc... | ea | 20.1 | 0.1 | ROUGH-IN-2025 |  |  |  |  | Rough In | 16-150 - Rough In |  | Yes
39560608 | 2025 COST CATALOG BRIGHTRONIX\Rough In General | Part | 50 Amp Flush Mount Receptacle, 125/250V, Nema 14-50R, 3P4W, Grounding | 50 Amp, 125/250 Volt, NEMA 14-50R, 3P, 4W, Flush Mount Receptacle, Straight Blade, Industrial Grade, Grounding | ea | 10 | 0.4 | ROUGH-IN-2025 |  |  |  |  | Rough In | 16-150 - Rough In |  | Yes
39560610 | 2025 COST CATALOG BRIGHTRONIX\Rough In General | Part | 1 Gang Ivory Switches, 15 Amp 3-Way In 2-1/2" Deep Sectional Box and Plastic Plate | 1 Gang Ivory Switches, 15 Amp 3-Way In 2-1/2" Deep Sectional Box and Plastic Plate | ea | 5.66 | 0.52 | ROUGH-IN-2025 |  |  |  |  | Rough In | 16-150 - Rough In |  | Yes
39560615 | 2025 COST CATALOG BRIGHTRONIX\Rough In General | Part | Exhaust Fans, Small Hook Up Mechanical Equipment | Exhaust Fans, Small Hook Up Mechanical Equipment | ea | 40.7 | 1.5 | ROUGH-IN-2025 |  |  |  |  | Rough In | 16-150 - Rough In |  | Yes
39576023 | 2025 COST CATALOG BRIGHTRONIX\Rough In General | Equipment | Equipment's Other Accessories | Buckets, Chains, Hooks, and others | ea | 0 | 0 | [8 empty] | Yes
39579239 | 2025 COST CATALOG BRIGHTRONIX\Rough In General | Part | Twist-Lock Single Receptacle, 30A, 250V, Nema L6-30R, 2P3W Grounding, Black | 30A, 125/250V, Nema L6-30R 2 Pole, 3-Wire Single, Grounding, Dryer | ea | 50 | 0.25 | ROUGH-IN-2025 |  |  |  |  | Rough In | 16-150 - Rough In |  | Yes
39581764 | 2025 COST CATALOG BRIGHTRONIX\Rough In General | Part | Residential Rough-in | Wiring, Connection, Panels, Miscellaneous | sq ft | 4.5 | 0 | ROUGH-IN-2025 |  |  |  |  | Rough In | 16-150 - Rough In |  | Yes
39581778 | 2025 COST CATALOG BRIGHTRONIX\Rough In General | Part | Bubble Cover - Weatherproof-In-Use Cover, 2-Gang | In-Use Cover, 2-Gang, Weatherproof, Vertical/Horizontal Mount, Extra Duty,2-1/4 Inch Deep, Non-Metallic. Includes Separate Insert Types: Duplex, Decorator/GFCI Receptacle | ea | 16.2 | 0.04 | ROUGH-IN-2025 |  |  |  |  | Rough In | 16-150 - Rough In |  | Yes
39601853 | 2025 COST CATALOG BRIGHTRONIX\Rough In General | Part | 1/2" Raised One Gang Mud Ring for 4" Square | 4" Square Cover, 1-Device, Mud Ring, 1/2" Raised, Drawn, Metallic | ea | 1 | 0.05 | ROUGH-IN-2025 |  |  |  |  | Rough In | 16-150 - Rough In |  | Yes
39601854 | 2025 COST CATALOG BRIGHTRONIX\Rough In General | Part | 1/4" Pan Head Tapping Screw | 1/4" Pan Head Tapping Screw | ea | 0.1 | 0.04 | ROUGH-IN-2025 |  |  |  |  | Rough In | 16-150 - Rough In |  | Yes
40329387 | 2025 COST CATALOG BRIGHTRONIX\Rough In General | Part | Junction Box, 12" x 12" x 4", NEMA 4X - Screw Cover | Junction Box, NEMA 4X, Screw Cover, 12" x 12" x 4" | ea | 50 | 0.8 | ROUGH-IN-2025 |  |  |  |  | Rough In | 16-150 - Rough In |  | Yes
40329409 | 2025 COST CATALOG BRIGHTRONIX\Rough In General | Part | Junction Box, 8" x 8" x 4", NEMA 4X - Screw Cover | Junction Box, NEMA 4X, Screw Cover, 8" x 8" x 4" | ea | 35 | 0.8 | ROUGH-IN-2025 |  |  |  |  | Rough In | 16-150 - Rough In |  | Yes
40329415 | 2025 COST CATALOG BRIGHTRONIX\Rough In General | Part | Junction Box, 6" x 6" x 4", NEMA 4X - Screw Cover | Junction Box, NEMA 4X, Screw Cover, 6" x 6" x 4" | ea | 20 | 0.8 | ROUGH-IN-2025 |  |  |  |  | Rough In | 16-150 - Rough In |  | Yes
40500434 | 2025 COST CATALOG BRIGHTRONIX\Rough In General | Part | Motorized Damper | Motorized Damper For Exhaust Fan | ea | 85 | 1.5 | ROUGH-IN-2025 |  |  |  |  | Rough In | 16-150 - Rough In |  | Yes
40788400 | 2025 COST CATALOG BRIGHTRONIX\Rough In General | Part | Ceiling box |  | ea | 500 | 5 | ROUGH-IN-2025 |  |  |  |  | Rough In | 16-150 - Rough In |  | Yes
40788403 | 2025 COST CATALOG BRIGHTRONIX\Rough In General | Part | Wall box |  | ea | 120 | 3 | ROUGH-IN-2025 |  |  |  |  | Rough In | 16-150 - Rough In |  | Yes
41490055 | 2025 COST CATALOG BRIGHTRONIX\Rough In General | Part | Locking Receptacle, 20A, 125/250V, Nema L14-20R, 3P, 4W | 20A, 125/250V, Nema 14-20R 3 Pole, 4-Wire Single, Grounding, Dryer | ea | 45 | 0.25 | ROUGH-IN-2025 |  |  |  |  | Rough In | 16-150 - Rough In |  | Yes
41815221 | 2025 COST CATALOG BRIGHTRONIX\Rough In General | Part | TV Wall Mount | Universal TV support | ea | 55 | 0.5 | DATA-2025 |  |  |  |  | Audio-Visual Equipment | 11-130 |  | Yes
41834243 | 2025 COST CATALOG BRIGHTRONIX\Rough In General | Part | Twist-Lock Single Receptacle, 30A, 125V, Nema L5-30R, 2P3W Grounding, Black | 30 Amp, 125 Volt, NEMA L5-30R, 2P, 3W, Flush Mount Locking Receptacle, Industrial Grade | ea | 43 | 0.25 | ROUGH-IN-2025 |  |  |  |  | Rough In | 16-150 - Rough In |  | Yes
41843664 | 2025 COST CATALOG BRIGHTRONIX\Rough In General | Part | Manual Motor Switch Single Pole, 30 Amp, Industrial Grade, Non-Grounding | 30 Amp, 600 Volt, Standard Toggle, 3-Pole, AC Motor Starting Switch, Industrial Grade, Non-Grounding, Side Wired - Black, Suitable for Motor Disconnect | ea | 88.5 | 0.2 | ROUGH-IN-2025 |  |  |  |  | Rough In | 16-150 - Rough In |  | Yes
41843778 | 2025 COST CATALOG BRIGHTRONIX\Rough In General | Part | 2" J-Hook |  | ft | 5.5 | 1 | ROUGH-IN-2025 |  |  |  |  | Rough In | 16-150 - Rough In |  | Yes
41957967 | 2025 COST CATALOG BRIGHTRONIX\Rough In General | Part | 50 Amp Flush Mount Receptacle, 250V 3PH, 15-50R, 3P4W, Grounding | 50A, 250V, Nema 15-50R 3 Pole, 4-Wire Single, 3 Phase, Grounding | ea | 122 | 0.4 | ROUGH-IN-2025 |  |  |  |  | Rough In | 16-150 - Rough In |  | Yes
41958036 | 2025 COST CATALOG BRIGHTRONIX\Rough In General | Part | 50 Amp Flush Mount Receptacle, 125/250V, Nema 6-50R, 2P3W, Grounding | 50 Amp, 250 Volt, NEMA 6-50R, 2P, 3W, Flush Mount Receptacle, Slim Body, Straight Blade, Industrial Grade, Grounding | ea | 16.5 | 0.4 | ROUGH-IN-2025 |  |  |  |  | Rough In | 16-150 - Rough In |  | Yes
41958060 | 2025 COST CATALOG BRIGHTRONIX\Rough In General | Part | Locking Receptacle, 30A, 125/250V, Nema 14-30R, 3P, 4W | 30A, 125/250V, Nema 14-30R 3 Pole, 4-Wire Single, Grounding, Dryer | ea | 12 | 0.3 | ROUGH-IN-2025 |  |  |  |  | Rough In | 16-150 - Rough In |  | Yes
42196838 | 2025 COST CATALOG BRIGHTRONIX\Rough In General | Part | Outdoor Power Pedestal - WIREMOLD XPP1G30C | Outdoor Power Pedestal | ea | 1130 | 5 | [5 empty] | Rough In | 16-150 |  | Yes
42328181 | 2025 COST CATALOG BRIGHTRONIX\Rough In General | Part | 1/2" Raised 2 Gang Mud Ring for 4" Square | 4" Square Device Cover, 2 Gang Mud Ring, 1/2" Raised, Drawn, Steel | ea | 3 | 0.05 | ROUGH-IN-2025 |  |  |  |  | Rough In | 16-150 - Rough In |  | Yes
42328248 | 2025 COST CATALOG BRIGHTRONIX\Rough In General | Part | Duplex Receptacle, Tamper Resistant, 20 Amp, Commercial Grade, 5-20R, White | Tamper Resistant Duplex Receptacle, 20A, 125V, White, NEMA 5-20R | ea | 3.5 | 0.2 | ROUGH-IN-2025 |  |  |  |  | Rough In | 16-150 - Rough In |  | Yes
42476765 | 2025 COST CATALOG BRIGHTRONIX\Rough In General | Part | 5/8" Raised One Gang Mud Ring for 4" Square | 4" Square Cover, 1-Device, Mud Ring, 5/8" Raised, Drawn, Metallic | ea | 0.75 | 0.05 | ROUGH-IN-2025 |  |  |  |  | Rough In | 16-150 - Rough In |  | Yes
42476770 | 2025 COST CATALOG BRIGHTRONIX\Rough In General | Part | 5/8" Raised 2 Gang Mud Ring for 4" Square | 4" Square Device Cover, 2 Gang Mud Ring, 5/8" Raised, Drawn, Steel | ea | 1 | 0.05 | ROUGH-IN-2025 |  |  |  |  | Rough In | 16-150 - Rough In |  | Yes
42539726 | 2025 COST CATALOG BRIGHTRONIX\Rough In General | Part | 12 FT Power Pole for Office Star Powered Cubicles | 12 FT Power Pole for Office Star Powered Cubicles | ea | 460 | 3 | [5 empty] | Rough In | 16-150 |  | Yes
44013068 | 2025 COST CATALOG BRIGHTRONIX\Rough In General | Part | Locking Receptacle, 20A, 125/250V, Nema L6-20R, 3P, 4W | 20A, 125/250V, Nema 14-20R 3 Pole, 4-Wire Single, Grounding, Dryer | ea | 21 | 0.25 | ROUGH-IN-2025 |  |  |  |  | Rough In | 16-150 - Rough In |  | Yes
44013087 | 2025 COST CATALOG BRIGHTRONIX\Rough In General | Part | 60 Amp Flush Mount Receptacle, 250V 3PH, 15-60R, 3P4W, Grounding | 60A, 250V, Nema 15-60R 3 Pole, 4-Wire Single, 3 Phase, Grounding | ea | 180 | 0.4 | ROUGH-IN-2025 |  |  |  |  | Rough In | 16-150 - Rough In |  | Yes
44176363 | 2025 COST CATALOG BRIGHTRONIX\Rough In General | Part | Manual Motor Switch Double Pole, 15 Amp, Industrial Grade, Non-Grounding | 15 Amp, 120/277 Volt, Toggle Double-Pole AC Quiet Switch, Industrial Grade, Selfgrounding, Back & Side Wired | ea | 16 | 0.2 | ROUGH-IN-2025 |  |  |  |  | Rough In | 16-150 - Rough In |  | Yes
44176613 | 2025 COST CATALOG BRIGHTRONIX\Rough In General | Part | Junction Box, 12" x 12" x 12", NEMA 1 - Screw Cover Galvanized Steel w/ out K.O | NEMA 1 Screw Cover Enclosure, Galvanized Steel without Knockouts, 12" x 12" x 12" | ea | 130 | 2 | ROUGH-IN-2025 |  |  |  |  | Rough In | 16-150 - Rough In |  | Yes
44181359 | 2025 COST CATALOG BRIGHTRONIX\Rough In General | Part | Twist-Lock Single Receptacle, 15A, 125V, Nema L5-15R, 2P3W Grounding, Black | 15 Amp, 125 Volt, NEMA L5-15R, 2P, 3W, Flush Mount Locking Receptacle, Industrial Grade | ea | 23 | 0.25 | ROUGH-IN-2025 |  |  |  |  | Rough In | 16-150 - Rough In |  | Yes
44182330 | 2025 COST CATALOG BRIGHTRONIX\Rough In General | Part | Gang Box, 3-Gang, 1-5/8" Deep, 1/2" & 3/4" KOs, Welded, Metallic | 3-Gang, Non-Gangable, Gang Box, Welded, Metallic. Depth: 1-5/8". Width: 8-5/8". Side Knockouts: (6) 1/2", (4) 3/4" & (4) 1/2" & 3/4" Concentric KOs | ea | 13 | 0.2 | ROUGH-IN-2025 |  |  |  |  | Rough In | 16-150 - Rough In |  | Yes
44182343 | 2025 COST CATALOG BRIGHTRONIX\Rough In General | Part | Gang Box, 4-Gang, 2-1/2" Deep, 1/2" and 3/4" KOs, Welded, Steel | Gang Box, 4-Gang, Welded, Steel, Depth: 2-1/2 Inch. Width: 10-7/16 Inch, Side Knockouts: (4) Concentric KOs, | ea | 13.5 | 0.2 | ROUGH-IN-2025 |  |  |  |  | Rough In | 16-150 - Rough In |  | Yes
44182344 | 2025 COST CATALOG BRIGHTRONIX\Rough In General | Part | Gang Box, 5-Gang, 1-5/8" Deep, 1/2" & 3/4" KOs, Welded, Metallic | 5-Gang, Non-Gangable, Gang Box, Welded, Metallic. Depth: 1-5/8". Width: 12-1/4". Side Knockouts: (6) 1/2", (4) 3/4" & (4) 1/2" & 3/4" Concentric KOs | ea | 20.25 | 0.3 | ROUGH-IN-2025 |  |  |  |  | Rough In | 16-150 - Rough In |  | Yes
44248020 | 2025 COST CATALOG BRIGHTRONIX\Rough In General | Part | Duplex Receptacle IG, 20 Amp, Commercial Grade, 5-20R, Orange Heavy Duty | Isolated Ground Duplex Receptacle Outlet, Heavy-Duty Industrial Specification Grade, Smooth Face, 20 Amp, 125 Volt, Back and Side Wire, NEMA 5-20R | ea | 11 | 0.3 | ROUGH-IN-2025 |  |  |  |  | Rough In | 16-150 - Rough In |  | Yes
44479971 | 2025 COST CATALOG BRIGHTRONIX\Rough In General | Part | 30A, Flush Mount Receptacle, 250V, Nema 6-30R, 2P 3W Grounding, Black | 30 Amp, 250 Volt, NEMA 6-30R, 2P, 3W, Flush Mount Receptacle, Straight Blade, Industrial Grade, Grounding | ea | 17.5 | 0.25 | ROUGH-IN-2025 |  |  |  |  | Rough In | 16-150 - Rough In |  | Yes
44839658 | 2025 COST CATALOG BRIGHTRONIX\Rough In General | Part | Duplex Receptacle, Automatic Controlled, 20 Amp, Commercial Receptacle, 5-20R | Lev-Lok Duplex Receptacle Outlet, Heavy-Duty Industrial Specification Grade, Two Outlets Marked "Controlled", Smooth Face, 20 Amp, 125 Volt, Modular, NEMA 5-20R, 2-Pole, 3-Wire | ea | 22 | 0.4 | ROUGH-IN-2025 |  |  |  |  | Rough In | 16-150 - Rough In |  | Yes
44953509 | 2025 COST CATALOG BRIGHTRONIX\Rough In General | Part | TV Faceplate Combo - Without Box |  | ea | 25 | 0.5 | ROUGH-IN-2025 |  |  |  |  | Rough In | 16-150 - Rough In |  | Yes
49003753 | 2025 COST CATALOG BRIGHTRONIX\Rough In General | Part | Rectangular Pull Box | W x L x D: 14" x 19" x 12" Underground Polyethylene Box | ea | 150 | 6 | ROUGH-IN-2025 |  |  |  |  | Rough In | 16-150 - Rough In |  | Yes
51643329 | 2025 COST CATALOG BRIGHTRONIX\Rough In General | Part | Twist-Lock Single Receptacle, 30A, 480V, Nema L16-30R, 2P3W Grounding, Black | Locking Receptacle, 30A, 3PH 480V, L16-30R, 3P4W, Twist-Lock, Nylon Face, Black | ea | 93 | 0.25 | ROUGH-IN-2025 |  |  |  |  | Rough In | 16-150 - Rough In |  | Yes
52019756 | 2025 COST CATALOG BRIGHTRONIX\Rough In General | Part | Fire Rated Putty Pad - HydroFlame Firestop Pro 7 in. x 7 in. | HydroFlame Firestop Pro 7 in. x 7 in. Intumescent Putty Pad | ea | 7 | 0.06 | [8 empty] | Yes
53054433 | 2025 COST CATALOG BRIGHTRONIX\Rough In General | Part | Weatherproof Box, 1 Gang, (3) 3/4" Outlets, 2" Deep, Aluminum Die Cast | Weatherproof Box, 1-Gang, Die Cast. Depth: 2". (3) 3/4" Threaded Outlets (1 in each end, 1 in back) | ea | 5.2 | 0.33 | ROUGH-IN-2025 |  |  |  |  | Rough In | 16-150 - Rough In |  | Yes
53055617 | 2025 COST CATALOG BRIGHTRONIX\Rough In General | Part | 4" Octagon Box, 2-1/8" Deep, 1/2" KOs, Drawn, Steel | 4" Octagon Box, Drawn, Metallic. Depth: 2-1/8". Side Knockouts: (4) 1/2". Bottom Knockouts: (5) 1/2". | ea | 3.5 | 0.25 | ROUGH-IN-2025 |  |  |  |  | Rough In | 16-150 - Rough In |  | Yes
53061301 | 2025 COST CATALOG BRIGHTRONIX\Rough In General | Part | 4" Octagon/Round Box Cover, (1) 1/2" KO, Drawn, Metallic | Octagon Cover 4" | ea | 0.87 | 0.05 | ROUGH-IN-2025 |  |  |  |  | Rough In | 16-150 - Rough In |  | Yes
39301296 | 2025 COST CATALOG BRIGHTRONIX\Safety Switches | Part | Safety switches, heavy duty, 2 pole, fusible, 240 volt, 30 amp, NEMA 3 | Safety switches, heavy duty, 2 pole, fusible, 240 volt, 30 amp, NEMA 3 | ea | 125 | 2.2857 | SSW-2025 | [7 empty] | Yes
39303519 | 2025 COST CATALOG BRIGHTRONIX\Safety Switches | Part | Safety switches, 3 pole, nonfusible, 600 volt, 30 amp, NEMA 4 | Safety switches, 3 pole, nonfusible, 600 volt, 30 amp, NEMA 4 | ea | 690 | 2.6667 | SSW-2025 | [7 empty] | Yes
39303520 | 2025 COST CATALOG BRIGHTRONIX\Safety Switches | Part | Safety switches, 3 pole, fusible, 600 volt, 200 amp, NEMA 12 | Safety switches, 3 pole, fusible, 600 volt, 200 amp, NEMA 12 | ea | 995 | 6.6667 | SSW-2025 | [7 empty] | Yes
39303521 | 2025 COST CATALOG BRIGHTRONIX\Safety Switches | Part | Safety switches, 3 pole, fusible, 600 volt, 100 amp, NEMA 12 | Safety switches, 3 pole, fusible, 600 volt, 100 amp, NEMA 12 | ea | 655 | 4.4444 | SSW-2025 | [7 empty] | Yes
39303522 | 2025 COST CATALOG BRIGHTRONIX\Safety Switches | Part | Safety switches, heavy duty, 3 pole, fusible, 240 volt, 100 amp, NEMA 3R | Safety switches, heavy duty, 3 pole, fusible, 240 volt, 100 amp, NEMA 3R | ea | 425 | 4.4444 | SSW-2025 | [7 empty] | Yes
39303523 | 2025 COST CATALOG BRIGHTRONIX\Safety Switches | Part | 60A / 3P / Nema-3R, Fuse Disconnect Standard Duty | [Fuse Budget include] Disconnect - General Duty Safety Switch, 60 AMP, 3-Pole, Cartridge Fuse Type, Fusible with Neutral, 240 VAC, NEMA 3R | ea | 300 | 2.5 | SSW-2025 | [7 empty] | Yes
39303524 | 2025 COST CATALOG BRIGHTRONIX\Safety Switches | Part | Safety switches, heavy duty, 3 pole, fusible, 240 volt, 200 amp, NEMA 3R | Safety switches, heavy duty, 3 pole, fusible, 240 volt, 200 amp, NEMA 3R | ea | 575 | 6.6667 | SSW-2025 | [7 empty] | Yes
39303525 | 2025 COST CATALOG BRIGHTRONIX\Safety Switches | Part | Safety switches, 3 pole, fusible, 600 volt, 400 amp, NEMA 4 | Safety switches, 3 pole, fusible, 600 volt, 400 amp, NEMA 4 | ea | 5075 | 10 | SSW-2025 | [7 empty] | Yes
39303526 | 2025 COST CATALOG BRIGHTRONIX\Safety Switches | Part | Safety switches, 3 pole, fusible, 600 volt, 200 amp, NEMA 4 | Safety switches, 3 pole, fusible, 600 volt, 200 amp, NEMA 4 | ea | 2800 | 6.6667 | SSW-2025 | [7 empty] | Yes
39303527 | 2025 COST CATALOG BRIGHTRONIX\Safety Switches | Part | Safety switches, 3 pole, fusible, 600 volt, 100 amp, NEMA 4 | Safety switches, 3 pole, fusible, 600 volt, 100 amp, NEMA 4 | ea | 1950 | 4.4444 | SSW-2025 | [7 empty] | Yes
39303528 | 2025 COST CATALOG BRIGHTRONIX\Safety Switches | Part | Safety switches, heavy duty, 3 pole, 3 phase, fusible, 600 volt, 200 amp, NEMA 3R | Safety switches, heavy duty, 3 pole, 3 phase, fusible, 600 volt, 200 amp, NEMA 3R | ea | 720 | 6.6667 | SSW-2025 | [7 empty] | Yes
39303529 | 2025 COST CATALOG BRIGHTRONIX\Safety Switches | Part | Safety switches, heavy duty, 6 pole, nonfusible, 600 volt, 200 amp, NEMA 3R | Safety switches, heavy duty, 6 pole, nonfusible, 600 volt, 200 amp, NEMA 3R | ea | 6550 | 6.6667 | SSW-2025 | [7 empty] | Yes
39303530 | 2025 COST CATALOG BRIGHTRONIX\Safety Switches | Part | Safety switches, general duty, 3 pole, nonfusible, 240 volt, 30 amp, NEMA 1 | Safety switches, general duty, 3 pole, nonfusible, 240 volt, 30 amp, NEMA 1 | ea | 125 | 2.5 | SSW-2025 | [7 empty] | Yes
39303531 | 2025 COST CATALOG BRIGHTRONIX\Safety Switches | Part | Safety switches, heavy duty, 3 pole, 3 phase, fusible, 600 volt, 400 amp, NEMA 3R | Safety switches, heavy duty, 3 pole, 3 phase, fusible, 600 volt, 400 amp, NEMA 3R | ea | 1700 | 10 | SSW-2025 | [7 empty] | Yes
39303532 | 2025 COST CATALOG BRIGHTRONIX\Safety Switches | Part | Safety switches, heavy duty, 3 pole, fusible, 240 volt, 30 amp, NEMA 1 | Safety switches, heavy duty, 3 pole, fusible, 240 volt, 30 amp, NEMA 1 | ea | 100 | 2.5 | SSW-2025 | [7 empty] | Yes
39303533 | 2025 COST CATALOG BRIGHTRONIX\Safety Switches | Part | Safety switches, heavy duty, 3 pole, nonfusible, 600 volt, 100 amp, NEMA 3R | Safety switches, heavy duty, 3 pole, nonfusible, 600 volt, 100 amp, NEMA 3R | ea | 390 | 4.4444 | SSW-2025 | [7 empty] | Yes
39303534 | 2025 COST CATALOG BRIGHTRONIX\Safety Switches | Part | Safety switches, heavy duty, 2 pole, Nonfusible, 240 volt, 30 amp, NEMA 3 | Safety switches, heavy duty, 2 pole, Nonfusible, 240 volt, 30 amp, NEMA 3 | ea | 125 | 2.2857 | SSW-2025 | [7 empty] | Yes
39303535 | 2025 COST CATALOG BRIGHTRONIX\Safety Switches | Part | Safety switches, 3 pole, fusible, 600 volt, 60 amp, NEMA 4 | Safety switches, 3 pole, fusible, 600 volt, 60 amp, NEMA 4 | ea | 935 | 3.6364 | SSW-2025 | [7 empty] | Yes
39303536 | 2025 COST CATALOG BRIGHTRONIX\Safety Switches | Part | Safety switches, 3 pole, fusible, 600 volt, 600 amp, NEMA 12 | Safety switches, 3 pole, fusible, 600 volt, 600 amp, NEMA 12 | ea | 4525 | 16 | SSW-2025 | [7 empty] | Yes
39303537 | 2025 COST CATALOG BRIGHTRONIX\Safety Switches | Part | Safety switches, 3 pole, fusible, 600 volt, 400 amp, NEMA 12 | Safety switches, 3 pole, fusible, 600 volt, 400 amp, NEMA 12 | ea | 2025 | 10 | SSW-2025 | [7 empty] | Yes
39303538 | 2025 COST CATALOG BRIGHTRONIX\Safety Switches | Part | Safety switches, general duty, 3 pole, fusible, 240 volt, 30 amp, NEMA 1 | Safety switches, general duty, 3 pole, fusible, 240 volt, 30 amp, NEMA 1 | ea | 62.5 | 2.5 | SSW-2025 | [7 empty] | Yes
39303539 | 2025 COST CATALOG BRIGHTRONIX\Safety Switches | Part | Safety switches, general duty, 3 pole, nonfusible, 240 volt, 400 amp, NEMA 1 | Safety switches, general duty, 3 pole, nonfusible, 240 volt, 400 amp, NEMA 1 | ea | 730 | 8.8889 | SSW-2025 | [7 empty] | Yes
39303540 | 2025 COST CATALOG BRIGHTRONIX\Safety Switches | Part | Safety switches, 3 pole, fusible, 600 volt, 30 amp, NEMA 4 | Safety switches, 3 pole, fusible, 600 volt, 30 amp, NEMA 4 | ea | 810 | 2.6667 | SSW-2025 | [7 empty] | Yes
39303541 | 2025 COST CATALOG BRIGHTRONIX\Safety Switches | Part | Safety switches, 3 pole, nonfusible, 600 volt, 400 amp, NEMA 12 | Safety switches, 3 pole, nonfusible, 600 volt, 400 amp, NEMA 12 | ea | 1225 | 10 | SSW-2025 | [7 empty] | Yes
39303542 | 2025 COST CATALOG BRIGHTRONIX\Safety Switches | Part | Safety switches, 3 pole, fusible, 600 volt, 60 amp, NEMA 12 | Safety switches, 3 pole, fusible, 600 volt, 60 amp, NEMA 12 | ea | 405 | 3.6364 | SSW-2025 | [7 empty] | Yes
39303543 | 2025 COST CATALOG BRIGHTRONIX\Safety Switches | Part | Safety switches, 3 pole, nonfusible, 600 volt, 200 amp, NEMA 12 | Safety switches, 3 pole, nonfusible, 600 volt, 200 amp, NEMA 12 | ea | 545 | 6.6667 | SSW-2025 | [7 empty] | Yes
39303544 | 2025 COST CATALOG BRIGHTRONIX\Safety Switches | Part | Safety switches, 3 pole, nonfusible, 600 volt, 100 amp, NEMA 12 | Safety switches, 3 pole, nonfusible, 600 volt, 100 amp, NEMA 12 | ea | 440 | 4.4444 | SSW-2025 | [7 empty] | Yes
39303545 | 2025 COST CATALOG BRIGHTRONIX\Safety Switches | Part | Safety switches, 3 pole, nonfusible, 600 volt, 60 amp, NEMA 12 | Safety switches, 3 pole, nonfusible, 600 volt, 60 amp, NEMA 12 | ea | 310 | 3.6364 | SSW-2025 | [7 empty] | Yes
39303546 | 2025 COST CATALOG BRIGHTRONIX\Safety Switches | Part | Safety switches, 3 pole, nonfusible, 600 volt, 30 amp, NEMA 12 | Safety switches, 3 pole, nonfusible, 600 volt, 30 amp, NEMA 12 | ea | 218 | 2.5806 | SSW-2025 | [7 empty] | Yes
39303547 | 2025 COST CATALOG BRIGHTRONIX\Safety Switches | Part | Safety switches, heavy duty, 3 pole, nonfusible, 600 volt, 30 amp, NEMA 1 | Safety switches, heavy duty, 3 pole, nonfusible, 600 volt, 30 amp, NEMA 1 | ea | 96 | 2.5 | SSW-2025 | [7 empty] | Yes
39303548 | 2025 COST CATALOG BRIGHTRONIX\Safety Switches | Part | Safety switches, 3 pole, nonfusible, 600 volt, 100 amp, NEMA 4 | Safety switches, 3 pole, nonfusible, 600 volt, 100 amp, NEMA 4 | ea | 1675 | 4.4444 | SSW-2025 | [7 empty] | Yes
39303549 | 2025 COST CATALOG BRIGHTRONIX\Safety Switches | Part | Safety switches, 3 pole, nonfusible, 600 volt, 600 amp, NEMA 12 | Safety switches, 3 pole, nonfusible, 600 volt, 600 amp, NEMA 12 | ea | 3525 | 16 | SSW-2025 | [7 empty] | Yes
39303550 | 2025 COST CATALOG BRIGHTRONIX\Safety Switches | Part | Safety switches, 3 pole, nonfusible, 600 volt, 200 amp, NEMA 4 | Safety switches, 3 pole, nonfusible, 600 volt, 200 amp, NEMA 4 | ea | 2425 | 6.6667 | SSW-2025 | [7 empty] | Yes
39303551 | 2025 COST CATALOG BRIGHTRONIX\Safety Switches | Part | Safety switches, 3 pole, fusible, 240 volt, 200 amp, NEMA 12 | Safety switches, 3 pole, fusible, 240 volt, 200 amp, NEMA 12 | ea | 715 | 6.6667 | SSW-2025 | [7 empty] | Yes
39303552 | 2025 COST CATALOG BRIGHTRONIX\Safety Switches | Part | Safety switches, 3 pole, fusible, 240 volt, 100 amp, NEMA 12 | Safety switches, 3 pole, fusible, 240 volt, 100 amp, NEMA 12 | ea | 435 | 4.4444 | SSW-2025 | [7 empty] | Yes
39303553 | 2025 COST CATALOG BRIGHTRONIX\Safety Switches | Part | Safety switches, 3 pole, fusible, 240 volt, 60 amp, NEMA 12 | Safety switches, 3 pole, fusible, 240 volt, 60 amp, NEMA 12 | ea | 350 | 3.6364 | SSW-2025 | [7 empty] | Yes
39303554 | 2025 COST CATALOG BRIGHTRONIX\Safety Switches | Part | Safety switches, 3 pole, fusible, 240 volt, 30 amp, NEMA 12 | Safety switches, 3 pole, fusible, 240 volt, 30 amp, NEMA 12 | ea | 230 | 2.5806 | SSW-2025 | [7 empty] | Yes
39303555 | 2025 COST CATALOG BRIGHTRONIX\Safety Switches | Part | Safety switches, 6 pole, fusible, 600 volt, 100 amp, NEMA 3R | Safety switches, 6 pole, fusible, 600 volt, 100 amp, NEMA 3R | ea | 1875 | 5.3333 | SSW-2025 | [7 empty] | Yes
39303556 | 2025 COST CATALOG BRIGHTRONIX\Safety Switches | Part | Safety switches, 6 pole, fusible, 600 volt, 60 amp, NEMA 3R | Safety switches, 6 pole, fusible, 600 volt, 60 amp, NEMA 3R | ea | 1350 | 4 | SSW-2025 | [7 empty] | Yes
39303557 | 2025 COST CATALOG BRIGHTRONIX\Safety Switches | Part | Safety switches, 6 pole, fusible, 600 volt, 30 amp, NEMA 3R | Safety switches, 6 pole, fusible, 600 volt, 30 amp, NEMA 3R | ea | 1525 | 2.963 | SSW-2025 | [7 empty] | Yes
39303558 | 2025 COST CATALOG BRIGHTRONIX\Safety Switches | Part | Safety switches, explosion proof, 3 pole, nonfusible, 600 volt, 200 amp, NEMA 7 | Safety switches, explosion proof, 3 pole, nonfusible, 600 volt, 200 amp, NEMA 7 | ea | 4000 | 10 | SSW-2025 | [7 empty] | Yes
39303559 | 2025 COST CATALOG BRIGHTRONIX\Safety Switches | Part | Safety switches, explosion proof, 3 pole, nonfusible, 600 volt, 60 amp, NEMA 7 | Safety switches, explosion proof, 3 pole, nonfusible, 600 volt, 60 amp, NEMA 7 | ea | 1600 | 4.4444 | SSW-2025 | [7 empty] | Yes
39303560 | 2025 COST CATALOG BRIGHTRONIX\Safety Switches | Part | Safety switches, heavy duty, 3 pole, fusible, 240 volt, 100 amp, NEMA 1 | Safety switches, heavy duty, 3 pole, fusible, 240 volt, 100 amp, NEMA 1 | ea | 267 | 4.2105 | SSW-2025 | [7 empty] | Yes
39303561 | 2025 COST CATALOG BRIGHTRONIX\Safety Switches | Part | Safety switches, 3 pole, fusible, 240 volt, 600 amp, NEMA 12 | Safety switches, 3 pole, fusible, 240 volt, 600 amp, NEMA 12 | ea | 2525 | 16 | SSW-2025 | [7 empty] | Yes
39303562 | 2025 COST CATALOG BRIGHTRONIX\Safety Switches | Part | Safety switches, heavy duty, 6 pole, nonfusible, 600 volt, 60 amp, NEMA 3R | Safety switches, heavy duty, 6 pole, nonfusible, 600 volt, 60 amp, NEMA 3R | ea | 1375 | 4 | SSW-2025 | [7 empty] | Yes
39303563 | 2025 COST CATALOG BRIGHTRONIX\Safety Switches | Part | Safety switches, heavy duty, 6 pole, nonfusible, 600 volt, 30 amp, NEMA 3R | Safety switches, heavy duty, 6 pole, nonfusible, 600 volt, 30 amp, NEMA 3R | ea | 1125 | 2.963 | SSW-2025 | [7 empty] | Yes
39303564 | 2025 COST CATALOG BRIGHTRONIX\Safety Switches | Part | Safety switches, heavy duty, 3 pole, nonfusible, 600 volt, 600 amp, NEMA 3R | Safety switches, heavy duty, 3 pole, nonfusible, 600 volt, 600 amp, NEMA 3R | ea | 2550 | 16 | SSW-2025 | [7 empty] | Yes
39303565 | 2025 COST CATALOG BRIGHTRONIX\Safety Switches | Part | Safety switches, heavy duty, 3 pole, nonfusible, 600 volt, 400 amp, NEMA 3R | Safety switches, heavy duty, 3 pole, nonfusible, 600 volt, 400 amp, NEMA 3R | ea | 1225 | 10 | SSW-2025 | [7 empty] | Yes
39303566 | 2025 COST CATALOG BRIGHTRONIX\Safety Switches | Part | Safety switches, heavy duty, 3 pole, nonfusible, 600 volt, 200 amp, NEMA 3R | Safety switches, heavy duty, 3 pole, nonfusible, 600 volt, 200 amp, NEMA 3R | ea | 475 | 6.6667 | SSW-2025 | [7 empty] | Yes
39303567 | 2025 COST CATALOG BRIGHTRONIX\Safety Switches | Part | Safety switches, 3 pole, fusible, 240 volt, 400 amp, NEMA 12 | Safety switches, 3 pole, fusible, 240 volt, 400 amp, NEMA 12 | ea | 1425 | 10 | SSW-2025 | [7 empty] | Yes
39303568 | 2025 COST CATALOG BRIGHTRONIX\Safety Switches | Part | Safety switches, 3 pole, fusible, 600 volt, 30 amp, NEMA 12 | Safety switches, 3 pole, fusible, 600 volt, 30 amp, NEMA 12 | ea | 320 | 2.5806 | SSW-2025 | [7 empty] | Yes
39303569 | 2025 COST CATALOG BRIGHTRONIX\Safety Switches | Part | Safety switches, explosion proof, 3 pole, nonfusible, 600 volt, 30 amp, NEMA 7 | Safety switches, explosion proof, 3 pole, nonfusible, 600 volt, 30 amp, NEMA 7 | ea | 1325 | 3.6364 | SSW-2025 | [7 empty] | Yes
39303570 | 2025 COST CATALOG BRIGHTRONIX\Safety Switches | Part | Safety switches, explosion proof, 3 pole, nonfusible, 600 volt, 100 amp, NEMA 7 | Safety switches, explosion proof, 3 pole, nonfusible, 600 volt, 100 amp, NEMA 7 | ea | 1925 | 6.6667 | SSW-2025 | [7 empty] | Yes
39303571 | 2025 COST CATALOG BRIGHTRONIX\Safety Switches | Part | Safety switches, heavy duty, 3 pole, fusible, 240 volt, 60 amp, NEMA 1 | Safety switches, heavy duty, 3 pole, fusible, 240 volt, 60 amp, NEMA 1 | ea | 169 | 3.4783 | SSW-2025 | [7 empty] | Yes
39303572 | 2025 COST CATALOG BRIGHTRONIX\Safety Switches | Part | Safety switches, heavy duty, 3 pole, nonfusible, 600 volt, 1200 amp, NEMA 1 | Safety switches, heavy duty, 3 pole, nonfusible, 600 volt, 1200 amp, NEMA 1 | ea | 4725 | 20 | SSW-2025 | [7 empty] | Yes
39303573 | 2025 COST CATALOG BRIGHTRONIX\Safety Switches | Part | Safety switches, heavy duty, 3 pole, 3 phase, fusible, 600 volt, 30 amp, NEMA 3R | Safety switches, heavy duty, 3 pole, 3 phase, fusible, 600 volt, 30 amp, NEMA 3R | ea | 300 | 2.5806 | SSW-2025 | [7 empty] | Yes
39303574 | 2025 COST CATALOG BRIGHTRONIX\Safety Switches | Part | Safety switches, heavy duty, 3 pole, fusible, 240 volt, 600 amp, NEMA 3R | Safety switches, heavy duty, 3 pole, fusible, 240 volt, 600 amp, NEMA 3R | ea | 2575 | 16 | SSW-2025 | [7 empty] | Yes
39303575 | 2025 COST CATALOG BRIGHTRONIX\Safety Switches | Part | Safety switches, heavy duty, 3 pole, fusible, 240 volt, 400 amp, NEMA 3R | Safety switches, heavy duty, 3 pole, fusible, 240 volt, 400 amp, NEMA 3R | ea | 1225 | 10 | SSW-2025 | [7 empty] | Yes
39303576 | 2025 COST CATALOG BRIGHTRONIX\Safety Switches | Part | Safety switches, heavy duty, 3 pole, fusible, 240 volt, 60 amp, NEMA 3R | Safety switches, heavy duty, 3 pole, fusible, 240 volt, 60 amp, NEMA 3R | ea | 283 | 3.6364 | SSW-2025 | [7 empty] | Yes
39303577 | 2025 COST CATALOG BRIGHTRONIX\Safety Switches | Part | Safety switches, heavy duty, 3 pole, fusible, 240 volt, 30 amp, NEMA 3R | Safety switches, heavy duty, 3 pole, fusible, 240 volt, 30 amp, NEMA 3R | ea | 180 | 2.5806 | SSW-2025 | [7 empty] | Yes
39303578 | 2025 COST CATALOG BRIGHTRONIX\Safety Switches | Part | Safety switches, heavy duty, 3 pole, fusible, 600 volt, 1200 amp, NEMA 1 | Safety switches, heavy duty, 3 pole, fusible, 600 volt, 1200 amp, NEMA 1 | ea | 7175 | 20 | SSW-2025 | [7 empty] | Yes
39303579 | 2025 COST CATALOG BRIGHTRONIX\Safety Switches | Part | Safety switches, heavy duty, 3 pole, fusible, 600 volt, 800 amp, NEMA 1 | Safety switches, heavy duty, 3 pole, fusible, 600 volt, 800 amp, NEMA 1 | ea | 4750 | 17.0213 | SSW-2025 | [7 empty] | Yes
39303580 | 2025 COST CATALOG BRIGHTRONIX\Safety Switches | Part | Safety switches, heavy duty, 3 pole, fusible, 600 volt, 600 amp, NEMA 1 | Safety switches, heavy duty, 3 pole, fusible, 600 volt, 600 amp, NEMA 1 | ea | 2375 | 13.3333 | SSW-2025 | [7 empty] | Yes
39303581 | 2025 COST CATALOG BRIGHTRONIX\Safety Switches | Part | Safety switches, heavy duty, 3 pole, fusible, 600 volt, 400 amp, NEMA 1 | Safety switches, heavy duty, 3 pole, fusible, 600 volt, 400 amp, NEMA 1 | ea | 1425 | 8.8889 | SSW-2025 | [7 empty] | Yes
39303582 | 2025 COST CATALOG BRIGHTRONIX\Safety Switches | Part | Safety switches, heavy duty, 3 pole, fusible, 600 volt, 200 amp, NEMA 1 | Safety switches, heavy duty, 3 pole, fusible, 600 volt, 200 amp, NEMA 1 | ea | 550 | 6.1539 | SSW-2025 | [7 empty] | Yes
39303583 | 2025 COST CATALOG BRIGHTRONIX\Safety Switches | Part | Safety switches, heavy duty, 3 pole, fusible, 600 volt, 100 amp, NEMA 1 | Safety switches, heavy duty, 3 pole, fusible, 600 volt, 100 amp, NEMA 1 | ea | 380 | 4.2105 | SSW-2025 | [7 empty] | Yes
39303584 | 2025 COST CATALOG BRIGHTRONIX\Safety Switches | Part | Safety switches, heavy duty, 3 pole, fusible, 600 volt, 60 amp, NEMA 1 | Safety switches, heavy duty, 3 pole, fusible, 600 volt, 60 amp, NEMA 1 | ea | 207 | 3.4783 | SSW-2025 | [7 empty] | Yes
39303585 | 2025 COST CATALOG BRIGHTRONIX\Safety Switches | Part | Safety switches, heavy duty, 3 pole, fusible, 600 volt, 30 amp, NEMA 1 | Safety switches, heavy duty, 3 pole, fusible, 600 volt, 30 amp, NEMA 1 | ea | 171 | 2.5 | SSW-2025 | [7 empty] | Yes
39303586 | 2025 COST CATALOG BRIGHTRONIX\Safety Switches | Part | Safety switches, heavy duty, 2 pole, fusible, 240 volt, 30 amp, NEMA 1 | Safety switches, heavy duty, 2 pole, fusible, 240 volt, 30 amp, NEMA 1 | ea | 78 | 2.2857 | SSW-2025 | [7 empty] | Yes
39303587 | 2025 COST CATALOG BRIGHTRONIX\Safety Switches | Part | Safety switches, heavy duty, 3 pole, fusible, 240 volt, 1200 amp, NEMA 1 | Safety switches, heavy duty, 3 pole, fusible, 240 volt, 1200 amp, NEMA 1 | ea | 7175 | 20 | SSW-2025 | [7 empty] | Yes
39303588 | 2025 COST CATALOG BRIGHTRONIX\Safety Switches | Part | Safety switches, heavy duty, 3 pole, fusible, 240 volt, 800 amp, NEMA 1 | Safety switches, heavy duty, 3 pole, fusible, 240 volt, 800 amp, NEMA 1 | ea | 4750 | 17.0213 | SSW-2025 | [7 empty] | Yes
39303589 | 2025 COST CATALOG BRIGHTRONIX\Safety Switches | Part | Safety switches, heavy duty, 3 pole, fusible, 240 volt, 600 amp, NEMA 1 | Safety switches, heavy duty, 3 pole, fusible, 240 volt, 600 amp, NEMA 1 | ea | 2800 | 13.3333 | SSW-2025 | [7 empty] | Yes
39303590 | 2025 COST CATALOG BRIGHTRONIX\Safety Switches | Part | Safety switches, heavy duty, 3 pole, nonfusible, 600 volt, 800 amp, NEMA 1 | Safety switches, heavy duty, 3 pole, nonfusible, 600 volt, 800 amp, NEMA 1 | ea | 3200 | 17.0213 | SSW-2025 | [7 empty] | Yes
39303591 | 2025 COST CATALOG BRIGHTRONIX\Safety Switches | Part | Safety switches, heavy duty, 3 pole, nonfusible, 600 volt, 600 amp, NEMA 1 | Safety switches, heavy duty, 3 pole, nonfusible, 600 volt, 600 amp, NEMA 1 | ea | 1575 | 13.3333 | SSW-2025 | [7 empty] | Yes
39303592 | 2025 COST CATALOG BRIGHTRONIX\Safety Switches | Part | Safety switches, heavy duty, 3 pole, nonfusible, 600 volt, 400 amp, NEMA 1 | Safety switches, heavy duty, 3 pole, nonfusible, 600 volt, 400 amp, NEMA 1 | ea | 865 | 8.8889 | SSW-2025 | [7 empty] | Yes
39303593 | 2025 COST CATALOG BRIGHTRONIX\Safety Switches | Part | Safety switches, heavy duty, 3 pole, nonfusible, 600 volt, 200 amp, NEMA 1 | Safety switches, heavy duty, 3 pole, nonfusible, 600 volt, 200 amp, NEMA 1 | ea | 380 | 6.1539 | SSW-2025 | [7 empty] | Yes
39303594 | 2025 COST CATALOG BRIGHTRONIX\Safety Switches | Part | Safety switches, heavy duty, 3 pole, nonfusible, 600 volt, 100 amp, NEMA 1 | Safety switches, heavy duty, 3 pole, nonfusible, 600 volt, 100 amp, NEMA 1 | ea | 252 | 4.2105 | SSW-2025 | [7 empty] | Yes
39303595 | 2025 COST CATALOG BRIGHTRONIX\Safety Switches | Part | Safety switches, heavy duty, 3 pole, nonfusible, 600 volt, 60 amp, NEMA 1 | Safety switches, heavy duty, 3 pole, nonfusible, 600 volt, 60 amp, NEMA 1 | ea | 159 | 3.4783 | SSW-2025 | [7 empty] | Yes
39303596 | 2025 COST CATALOG BRIGHTRONIX\Safety Switches | Part | Safety switches, general duty, 3 pole, nonfusible, 240 volt, 600 amp, NEMA 1 | Safety switches, general duty, 3 pole, nonfusible, 240 volt, 600 amp, NEMA 1 | ea | 1575 | 13.3333 | SSW-2025 | [7 empty] | Yes
39303597 | 2025 COST CATALOG BRIGHTRONIX\Safety Switches | Part | Safety switches, heavy duty, 3 pole, nonfusible, 600 volt, 30 amp, NEMA 3R | Safety switches, heavy duty, 3 pole, nonfusible, 600 volt, 30 amp, NEMA 3R | ea | 160 | 2.5806 | SSW-2025 | [7 empty] | Yes
39303598 | 2025 COST CATALOG BRIGHTRONIX\Safety Switches | Part | Safety switches, general duty, 3 pole, nonfusible, 240 volt, 200 amp, NEMA 1 | Safety switches, general duty, 3 pole, nonfusible, 240 volt, 200 amp, NEMA 1 | ea | 285 | 6.1539 | SSW-2025 | [7 empty] | Yes
39303599 | 2025 COST CATALOG BRIGHTRONIX\Safety Switches | Part | Safety switches, general duty, 3 pole, fusible, 240 volt, 400 amp, NEMA 1 | Safety switches, general duty, 3 pole, fusible, 240 volt, 400 amp, NEMA 1 | ea | 980 | 8.8889 | SSW-2025 | [7 empty] | Yes
39303600 | 2025 COST CATALOG BRIGHTRONIX\Safety Switches | Part | Safety switches, general duty, 3 pole, fusible, 240 volt, 200 amp, NEMA 1 | Safety switches, general duty, 3 pole, fusible, 240 volt, 200 amp, NEMA 1 | ea | 385 | 6.1539 | SSW-2025 | [7 empty] | Yes
39303601 | 2025 COST CATALOG BRIGHTRONIX\Safety Switches | Part | Safety switches, general duty, 3 pole, fusible, 240 volt, 100 amp, NEMA 1 | Safety switches, general duty, 3 pole, fusible, 240 volt, 100 amp, NEMA 1 | ea | 181 | 4.2105 | SSW-2025 | [7 empty] | Yes
39303602 | 2025 COST CATALOG BRIGHTRONIX\Safety Switches | Part | Safety switches, general duty, 3 pole, fusible, 240 volt, 60 amp, NEMA 1 | Safety switches, general duty, 3 pole, fusible, 240 volt, 60 amp, NEMA 1 | ea | 106 | 3.4783 | SSW-2025 | [7 empty] | Yes
39303603 | 2025 COST CATALOG BRIGHTRONIX\Safety Switches | Part | Safety switches, heavy duty, 3 pole, fusible, 240 volt, 200 amp, NEMA 1 | Safety switches, heavy duty, 3 pole, fusible, 240 volt, 200 amp, NEMA 1 | ea | 470 | 6.1539 | SSW-2025 | [7 empty] | Yes
39303604 | 2025 COST CATALOG BRIGHTRONIX\Safety Switches | Part | Safety switches, heavy duty, 3 pole, fusible, 240 volt, 400 amp, NEMA 1 | Safety switches, heavy duty, 3 pole, fusible, 240 volt, 400 amp, NEMA 1 | ea | 1175 | 8.8889 | SSW-2025 | [7 empty] | Yes
39303605 | 2025 COST CATALOG BRIGHTRONIX\Safety Switches | Part | Safety switches, general duty, 3 pole, nonfusible, 240 volt, 100 amp, NEMA 1 | Safety switches, general duty, 3 pole, nonfusible, 240 volt, 100 amp, NEMA 1 | ea | 156 | 4.2105 | SSW-2025 | [7 empty] | Yes
39303606 | 2025 COST CATALOG BRIGHTRONIX\Safety Switches | Part | Safety switches, 3 pole, nonfusible, 600 volt, 400 amp, NEMA 4 | Safety switches, 3 pole, nonfusible, 600 volt, 400 amp, NEMA 4 | ea | 4400 | 10 | SSW-2025 | [7 empty] | Yes
39303607 | 2025 COST CATALOG BRIGHTRONIX\Safety Switches | Part | Safety switches, Standard Duty, 2 pole, nonfusible, 600 volt, 60 amp, NEMA 3R | Safety switches, Standard duty, 2 pole, nonfusible, 600 volt, 60 amp, NEMA 3R | ea | 150 | 3.6364 | SSW-2025 | [7 empty] | Yes
39303608 | 2025 COST CATALOG BRIGHTRONIX\Safety Switches | Part | Safety switches, general duty, 3 pole, nonfusible, 240 volt, 60 amp, NEMA 1 | Safety switches, general duty, 3 pole, nonfusible, 240 volt, 60 amp, NEMA 1 | ea | 66.5 | 3.4783 | SSW-2025 | [7 empty] | Yes
39303610 | 2025 COST CATALOG BRIGHTRONIX\Safety Switches | Part | Safety switches, 3 pole, nonfusible, 600 volt, 60 amp, NEMA 4 | Safety switches, 3 pole, nonfusible, 600 volt, 60 amp, NEMA 4 | ea | 830 | 3.6364 | SSW-2025 | [7 empty] | Yes
39303611 | 2025 COST CATALOG BRIGHTRONIX\Safety Switches | Part | Safety switches, heavy duty, 3 pole, nonfusible, 600 volt, 60 amp, NEMA 3R | Safety switches, heavy duty, 3 pole, nonfusible, 600 volt, 60 amp, NEMA 3R | ea | 279 | 3.6364 | SSW-2025 | [7 empty] | Yes
39303612 | 2025 COST CATALOG BRIGHTRONIX\Safety Switches | Part | Safety switches, heavy duty, 6 pole, nonfusible, 600 volt, 100 amp, NEMA 3R | Safety switches, heavy duty, 6 pole, nonfusible, 600 volt, 100 amp, NEMA 3R | ea | 1450 | 5.3333 | SSW-2025 | [7 empty] | Yes
39303613 | 2025 COST CATALOG BRIGHTRONIX\Safety Switches | Part | Safety switches, heavy duty, 3 pole, 3 phase, fusible, 600 volt, 100 amp, NEMA 3R | Safety switches, heavy duty, 3 pole, 3 phase, fusible, 600 volt, 100 amp, NEMA 3R | ea | 525 | 4.4444 | SSW-2025 | [7 empty] | Yes
39303614 | 2025 COST CATALOG BRIGHTRONIX\Safety Switches | Part | Safety switches, heavy duty, 3 pole, 3 phase, fusible, 600 volt, 60 amp, NEMA 3R | Safety switches, heavy duty, 3 pole, 3 phase, fusible, 600 volt, 60 amp, NEMA 3R | ea | 360 | 3.6364 | SSW-2025 | [7 empty] | Yes
39303615 | 2025 COST CATALOG BRIGHTRONIX\Safety Switches | Part | Safety switches, general duty, 3 pole, fusible, 240 volt, 600 amp, NEMA 1 | Safety switches, general duty, 3 pole, fusible, 240 volt, 600 amp, NEMA 1 | ea | 1825 | 13.3333 | SSW-2025 | [7 empty] | Yes
39303616 | 2025 COST CATALOG BRIGHTRONIX\Safety Switches | Part | 30A / 2P / Nema-3R, Snap Disconnect Non-Fused | Disconnect - Safety Switch, 30A, 2P, 240V, Type DG, Non-Fusible, NEMA 3R | ea | 185 | 2 | SSW-2025 | [7 empty] | Yes
39560482 | 2025 COST CATALOG BRIGHTRONIX\Safety Switches | Part | 3P 200A Nema 3R Heavy Duty Fusible 600 Volt Safety Switches | 3P 200A Nema 3R Heavy Duty Fusible 600 Volt Safety Switches | ea | 1740 | 1.5 | SSW-2025 | [7 empty] | Yes
39560483 | 2025 COST CATALOG BRIGHTRONIX\Safety Switches | Part | 3P 60A Nema 3R Heavy Duty Fusible 600 Volt Safety Switches | 3P 60A Nema 3R Heavy Duty Fusible 600 Volt Safety Switches | ea | 819 | 0.7 | SSW-2025 | [7 empty] | Yes
39560484 | 2025 COST CATALOG BRIGHTRONIX\Safety Switches | Part | 3P 800A Nema 1 Heavy Duty Fusible 600 Volt Safety Switches | 3P 800A Nema 1 Heavy Duty Fusible 600 Volt Safety Switches | ea | 10900 | 5 | SSW-2025 | [7 empty] | Yes
39560507 | 2025 COST CATALOG BRIGHTRONIX\Safety Switches | Part | 3P 1200A Nema 3R Heavy Duty Fusible 600 Volt Safety Switches | 3P 1200A Nema 3R Heavy Duty Fusible 600 Volt Safety Switches | ea | 15400 | 6 | SSW-2025 | [7 empty] | Yes
39560510 | 2025 COST CATALOG BRIGHTRONIX\Safety Switches | Part | 3P 100A Nema 3R Heavy Duty Fusible 600 Volt Safety Switches | 3P 100A Nema 3R Heavy Duty Fusible 600 Volt Safety Switches | ea | 1280 | 1 | SSW-2025 | [7 empty] | Yes
39560531 | 2025 COST CATALOG BRIGHTRONIX\Safety Switches | Part | 3P 400A Nema 3R Heavy Duty Non-Fused 600 Volt Safety Switches | 3P 400A Nema 3R Heavy Duty Non-Fused 600 Volt Safety Switches | ea | 2950 | 2 | SSW-2025 | [7 empty] | Yes
39560532 | 2025 COST CATALOG BRIGHTRONIX\Safety Switches | Part | 3P 30A Nema 1 Heavy Duty Fusible 600 Volt Safety Switches | 3P 30A Nema 1 Heavy Duty Fusible 600 Volt Safety Switches | ea | 407 | 0.5 | SSW-2025 | [7 empty] | Yes
39560534 | 2025 COST CATALOG BRIGHTRONIX\Safety Switches | Part | 3P 600A Nema 3R Heavy Duty Fusible 600 Volt Safety Switches | 3P 600A Nema 3R Heavy Duty Fusible 600 Volt Safety Switches | ea | 8460 | 4 | SSW-2025 | [7 empty] | Yes
39560535 | 2025 COST CATALOG BRIGHTRONIX\Safety Switches | Part | 3P 600A Nema 1 Heavy Duty Fusible 600 Volt Safety Switches | 3P 600A Nema 1 Heavy Duty Fusible 600 Volt Safety Switches | ea | 5910 | 4 | SSW-2025 | [7 empty] | Yes
39560589 | 2025 COST CATALOG BRIGHTRONIX\Safety Switches | Part | 3P 400A Nema 1 Heavy Duty Fusible 600 Volt Safety Switches | 3P 400A Nema 1 Heavy Duty Fusible 600 Volt Safety Switches | ea | 3530 | 2 | SSW-2025 | [7 empty] | Yes
39560590 | 2025 COST CATALOG BRIGHTRONIX\Safety Switches | Part | 3P 200A Nema 1 Heavy Duty Fusible 600 Volt Safety Switches | 3P 200A Nema 1 Heavy Duty Fusible 600 Volt Safety Switches | ea | 1330 | 1.5 | SSW-2025 | [7 empty] | Yes
39560591 | 2025 COST CATALOG BRIGHTRONIX\Safety Switches | Part | 3P 100A Nema 1 Heavy Duty Fusible 600 Volt Safety Switches | 3P 100A Nema 1 Heavy Duty Fusible 600 Volt Safety Switches | ea | 921 | 1 | SSW-2025 | [7 empty] | Yes
39560592 | 2025 COST CATALOG BRIGHTRONIX\Safety Switches | Part | 3P 60A Nema 1 Heavy Duty Fusible 600 Volt Safety Switches | 3P 60A Nema 1 Heavy Duty Fusible 600 Volt Safety Switches | ea | 497 | 0.7 | SSW-2025 | [7 empty] | Yes
39560593 | 2025 COST CATALOG BRIGHTRONIX\Safety Switches | Part | 3P 30A Nema 3R Heavy Duty Fusible 600 Volt Safety Switches | 3P 30A Nema 3R Heavy Duty Fusible 600 Volt Safety Switches | ea | 692 | 0.5 | SSW-2025 | [7 empty] | Yes
51567958 | 2025 COST CATALOG BRIGHTRONIX\Safety Switches | Part | 60A / 3P / Nema-3R, Fuse Disconnect Standard Duty - Roof Mounted | [Budget for Label to be included] [Fuse Budget include] Disconnect - General Duty Safety Switch, 60 AMP, 3-Pole, Cartridge Fuse Type, Fusible with Neutral, 240 VAC, NEMA 3R | ea | 300 | 6 | SSW-2025 | [7 empty] | Yes
51567961 | 2025 COST CATALOG BRIGHTRONIX\Safety Switches | Part | 30A / 2P / Nema-3R, Snap Disconnect Non-Fused - Roof Mounted | [Budget for Label to be included] Disconnect - Safety Switch, 30A, 2P, 240V, Type DG, Non-Fusible, NEMA 3R | ea | 185 | 5.5 | SSW-2025 | [7 empty] | Yes
39303631 | 2025 COST CATALOG BRIGHTRONIX\Switchboards | Part | Incoming Switchboard, 277/480 volt, 4 wire, 600 amp, fused switch & CT compartment | Incoming Switchboard, 277/480 volt, 4 wire, 600 amp, fused switch & CT compartment | ea | 5600 | 17.021 | [8 empty] | Yes
39303632 | 2025 COST CATALOG BRIGHTRONIX\Switchboards | Part | Switchboard Feeder Section, branch circuit breakers, 60 amp, 240, 480 or 600 volt, 1 pole | Switchboard Feeder Section, branch circuit breakers, 60 amp, 240, 480 or 600 volt, 1 pole | ea | 100 | 1 | [8 empty] | Yes
39303633 | 2025 COST CATALOG BRIGHTRONIX\Switchboards | Part | Incoming Switchboard, 277/480 volt, 4 wire, 1600 amp, no main disconnect, includes CT compartment | Incoming Switchboard, 277/480 volt, 4 wire, 1600 amp, no main disconnect, includes CT compartment | ea | 5075 | 24.242 | [8 empty] | Yes
39303634 | 2025 COST CATALOG BRIGHTRONIX\Switchboards | Part | Switchboard Feeder Section, circuit breaker, KA frame, 70-225 amp | Switchboard Feeder Section, circuit breaker, KA frame, 70-225 amp | ea | 1525 | 2.5 | [8 empty] | Yes
39303635 | 2025 COST CATALOG BRIGHTRONIX\Switchboards | Part | Switchboard Feeder Section, circuit breaker, MA frame, 450-600 amp | Switchboard Feeder Section, circuit breaker, MA frame, 450-600 amp | ea | 6175 | 5 | [8 empty] | Yes
39303636 | 2025 COST CATALOG BRIGHTRONIX\Switchboards | Part | Distribution Switchboard, aluminum bus bars, not including breakers, subfeed lug-rated, 400 amp | Distribution Switchboard, aluminum bus bars, not including breakers, subfeed lug-rated, 400 amp | ea | 1475 | 14.545 | [8 empty] | Yes
39303637 | 2025 COST CATALOG BRIGHTRONIX\Switchboards | Part | Switchboard Feeder Section, branch circuit breakers, 1200 amp, 240, 480 or 600 volt, 2 pole | Switchboard Feeder Section, branch circuit breakers, 1200 amp, 240, 480 or 600 volt, 2 pole | ea | 5975 | 8.889 | [8 empty] | Yes
39303638 | 2025 COST CATALOG BRIGHTRONIX\Switchboards | Part | Switchboard Feeder Section, branch circuit breakers, 1200 amp, 240, 480 or 600 volt, 3 pole | Switchboard Feeder Section, branch circuit breakers, 1200 amp, 240, 480 or 600 volt, 3 pole | ea | 6525 | 10 | [8 empty] | Yes
39303639 | 2025 COST CATALOG BRIGHTRONIX\Switchboards | Part | Switchboard Feeder Section, circuit breakers, high interupting capacity, 100 amp, 240, 480 or 600 volt, 1 pole | Switchboard Feeder Section, circuit breakers, high interupting capacity, 100 amp, 240, 480 or 600 volt, 1 pole | ea | 360 | 1.143 | [8 empty] | Yes
39303640 | 2025 COST CATALOG BRIGHTRONIX\Switchboards | Part | Switchboard Feeder Section, circuit breakers, high interupting capacity, 60 amp, 240, 480 or 600 volt, 3 pole | Switchboard Feeder Section, circuit breakers, high interupting capacity, 60 amp, 240, 480 or 600 volt, 3 pole | ea | 650 | 1.509 | [8 empty] | Yes
39303641 | 2025 COST CATALOG BRIGHTRONIX\Switchboards | Part | Distribution Switchboard, spilt bus, contactor control, 60 amp | Distribution Switchboard, spilt bus, contactor control, 60 amp | ea | 1250 | 4 | [8 empty] | Yes
39303642 | 2025 COST CATALOG BRIGHTRONIX\Switchboards | Part | Distribution Switchboard, main lugs only, to 600 volt, 3 pole, 3 wire, 200 amp | Distribution Switchboard, main lugs only, to 600 volt, 3 pole, 3 wire, 200 amp | ea | 1250 | 13.333 | [8 empty] | Yes
39303643 | 2025 COST CATALOG BRIGHTRONIX\Switchboards | Part | Distribution Switchboard, main lugs only, to 600 volt, 3 pole, 3 wire, 600 amp | Distribution Switchboard, main lugs only, to 600 volt, 3 pole, 3 wire, 600 amp | ea | 1250 | 13.333 | [8 empty] | Yes
39303644 | 2025 COST CATALOG BRIGHTRONIX\Switchboards | Part | Distribution Switchboard, current/potential transforming metering compartment, 1200 amp | Distribution Switchboard, current/potential transforming metering compartment, 1200 amp | ea | 5825 | 2.963 | [8 empty] | Yes
39303645 | 2025 COST CATALOG BRIGHTRONIX\Switchboards | Part | Distribution Switchboard, current/potential transforming metering compartment, 200-800 amp | Distribution Switchboard, current/potential transforming metering compartment, 200-800 amp | ea | 2125 | 2.963 | [8 empty] | Yes
39303646 | 2025 COST CATALOG BRIGHTRONIX\Switchboards | Part | Distribution Switchboard, main fusible switch w/ fuse, 208/240 volt, 3 pole, 3 wire, 1200 amp | Distribution Switchboard, main fusible switch w/ fuse, 208/240 volt, 3 pole, 3 wire, 1200 amp | ea | 9525 | 18.182 | [8 empty] | Yes
39303647 | 2025 COST CATALOG BRIGHTRONIX\Switchboards | Part | Distribution Switchboard, main lugs only, to 480 volt, 3 pole, 4 wire, 1200 amp | Distribution Switchboard, main lugs only, to 480 volt, 3 pole, 4 wire, 1200 amp | ea | 1850 | 17.391 | [8 empty] | Yes
39303648 | 2025 COST CATALOG BRIGHTRONIX\Switchboards | Part | Distribution Switchboard, main circuit breaker, 277/480 volt, 3 pole, 4 wire, 600 amp | Distribution Switchboard, main circuit breaker, 277/480 volt, 3 pole, 4 wire, 600 amp | ea | 3950 | 14.545 | [8 empty] | Yes
39303649 | 2025 COST CATALOG BRIGHTRONIX\Switchboards | Part | Distribution Switchboard, main circuit breaker, 277/480 volt, 3 pole, 4 wire, 800 amp | Distribution Switchboard, main circuit breaker, 277/480 volt, 3 pole, 4 wire, 800 amp | ea | 6625 | 15.385 | [8 empty] | Yes
39303650 | 2025 COST CATALOG BRIGHTRONIX\Switchboards | Part | Distribution Switchboard, main circuit breaker, 277/480 volt, 3 pole, 4 wire, 1200 amp | Distribution Switchboard, main circuit breaker, 277/480 volt, 3 pole, 4 wire, 1200 amp | ea | 8550 | 18.182 | [8 empty] | Yes
39303651 | 2025 COST CATALOG BRIGHTRONIX\Switchboards | Part | Distribution Switchboard, main circuit breaker, 277/480 volt, 3 pole, 4 wire, 1600 amp | Distribution Switchboard, main circuit breaker, 277/480 volt, 3 pole, 4 wire, 1600 amp | ea | 13300 | 19.048 | [8 empty] | Yes
39303652 | 2025 COST CATALOG BRIGHTRONIX\Switchboards | Part | Distribution Switchboard, busyway connection, 1200 amp | Distribution Switchboard, busyway connection, 1200 amp | ea | 460 | 6.154 | [8 empty] | Yes
39303653 | 2025 COST CATALOG BRIGHTRONIX\Switchboards | Part | Incoming Switchboard, 120/208 volt, 4 wire, 600 amp, no main disconnect, includes CT compartment | Incoming Switchboard, 120/208 volt, 4 wire, 600 amp, no main disconnect, includes CT compartment | ea | 4000 | 16 | [8 empty] | Yes
39303654 | 2025 COST CATALOG BRIGHTRONIX\Switchboards | Part | Distribution Switchboard, shunt trip for remote operation, 600 amp | Distribution Switchboard, shunt trip for remote operation, 600 amp | ea | 1200 | 2 | [8 empty] | Yes
39303655 | 2025 COST CATALOG BRIGHTRONIX\Switchboards | Part | Switchboard Feeder Section, branch Circuit, fusible switch, 600 volt, single 30 amp | Switchboard Feeder Section, branch Circuit, fusible switch, 600 volt, single 30 amp | ea | 695 | 1.509 | [8 empty] | Yes
39303656 | 2025 COST CATALOG BRIGHTRONIX\Switchboards | Part | Switchboard Feeder Section, circuit breaker, FA frame, 70-100 amp, 240 volt, 1 pole | Switchboard Feeder Section, circuit breaker, FA frame, 70-100 amp, 240 volt, 1 pole | ea | 217 | 1.143 | [8 empty] | Yes
39303657 | 2025 COST CATALOG BRIGHTRONIX\Switchboards | Part | Switchboard Feeder Section, fusible switch, 240-600 volt, 800 amp, 2 pole | Switchboard Feeder Section, fusible switch, 240-600 volt, 800 amp, 2 pole | ea | 5400 | 11.429 | [8 empty] | Yes
39303658 | 2025 COST CATALOG BRIGHTRONIX\Switchboards | Part | Distribution Switchboard, dog house, 18", add | Distribution Switchboard, dog house, 18", add | ea | 440 | 8 | [8 empty] | Yes
39303659 | 2025 COST CATALOG BRIGHTRONIX\Switchboards | Part | Distribution Switchboard, aluminum bus bars, 120/208 or 277/480 volt, 4 wire, 1200 amp | Distribution Switchboard, aluminum bus bars, 120/208 or 277/480 volt, 4 wire, 1200 amp | ea | 3000 | 22.222 | [8 empty] | Yes
39303660 | 2025 COST CATALOG BRIGHTRONIX\Switchboards | Part | Switchboard Feeder Section, branch circuit breakers, 400 amp, 240 or 480 volt, 2 pole | Switchboard Feeder Section, branch circuit breakers, 400 amp, 240 or 480 volt, 2 pole | ea | 2300 | 4.444 | [8 empty] | Yes
39303661 | 2025 COST CATALOG BRIGHTRONIX\Switchboards | Part | Switchboard Feeder Section, branch Circuit, fusible switch, 600 volt, single 200 amp | Switchboard Feeder Section, branch Circuit, fusible switch, 600 volt, single 200 amp | ea | 1350 | 2.963 | [8 empty] | Yes
39303662 | 2025 COST CATALOG BRIGHTRONIX\Switchboards | Part | Distribution Switchboard, main fusible switch w/ fuse, 277 or 480 volt, 3 pole, 4 wire, 1600 amp | Distribution Switchboard, main fusible switch w/ fuse, 277 or 480 volt, 3 pole, 4 wire, 1600 amp | ea | 12900 | 21.053 | [8 empty] | Yes
39303663 | 2025 COST CATALOG BRIGHTRONIX\Switchboards | Part | Distribution Switchboard, spilt bus, 1200 amp | Distribution Switchboard, spilt bus, 1200 amp | ea | 590 | 8 | [8 empty] | Yes
39303664 | 2025 COST CATALOG BRIGHTRONIX\Switchboards | Part | Distribution Switchboard, main lugs only, to 480 volt, 3 pole, 4 wire, 800 amp | Distribution Switchboard, main lugs only, to 480 volt, 3 pole, 4 wire, 800 amp | ea | 1500 | 14.815 | [8 empty] | Yes
39303665 | 2025 COST CATALOG BRIGHTRONIX\Switchboards | Part | Distribution Switchboard, main circuit breaker, 277/480 volt, 3 pole, 4 wire, 2000 amp | Distribution Switchboard, main circuit breaker, 277/480 volt, 3 pole, 4 wire, 2000 amp | ea | 14200 | 20 | [8 empty] | Yes
39303666 | 2025 COST CATALOG BRIGHTRONIX\Switchboards | Part | Distribution Switchboard, main lugs only, to 480 volt, 3 pole, 4 wire, 1600 amp | Distribution Switchboard, main lugs only, to 480 volt, 3 pole, 4 wire, 1600 amp | ea | 2100 | 18.605 | [8 empty] | Yes
39303667 | 2025 COST CATALOG BRIGHTRONIX\Switchboards | Part | Distribution Switchboard, main ground fault protector, 1,200-2,000 amp | Distribution Switchboard, main ground fault protector, 1,200-2,000 amp | ea | 3175 | 2.963 | [8 empty] | Yes
39303668 | 2025 COST CATALOG BRIGHTRONIX\Switchboards | Part | Distribution Switchboard, motor operated main breaker, 800 amp | Distribution Switchboard, motor operated main breaker, 800 amp | ea | 3225 | 2 | [8 empty] | Yes
39303669 | 2025 COST CATALOG BRIGHTRONIX\Switchboards | Part | Distribution Switchboard, shunt trip for remote operation, 800 amp | Distribution Switchboard, shunt trip for remote operation, 800 amp | ea | 1550 | 2 | [8 empty] | Yes
39303670 | 2025 COST CATALOG BRIGHTRONIX\Switchboards | Part | Switchboard Feeder Section, branch Circuit, fusible switch, 600 volt, double 100/100 amp | Switchboard Feeder Section, branch Circuit, fusible switch, 600 volt, double 100/100 amp | ea | 1100 | 2.963 | [8 empty] | Yes
39303671 | 2025 COST CATALOG BRIGHTRONIX\Switchboards | Part | Switchboard Feeder Section, circuit breaker, FA frame, 15-60 amp, 240 volt, 3 pole | Switchboard Feeder Section, circuit breaker, FA frame, 15-60 amp, 240 volt, 3 pole | ea | 425 | 1.509 | [8 empty] | Yes
39303672 | 2025 COST CATALOG BRIGHTRONIX\Switchboards | Part | Switchboard Feeder Section, circuit breaker, FA frame, 15-60 amp, 240 volt, 2 pole | Switchboard Feeder Section, circuit breaker, FA frame, 15-60 amp, 240 volt, 2 pole | ea | 275 | 1.143 | [8 empty] | Yes
39303673 | 2025 COST CATALOG BRIGHTRONIX\Switchboards | Part | Switchboard Feeder Section, circuit breaker, FA frame, 15-60 amp, 240 volt, 1 pole | Switchboard Feeder Section, circuit breaker, FA frame, 15-60 amp, 240 volt, 1 pole | ea | 114 | 1 | [8 empty] | Yes
39303674 | 2025 COST CATALOG BRIGHTRONIX\Switchboards | Part | Distribution Switchboard, motor control center, 4 wire aluminum bus, 800 amp | Distribution Switchboard, motor control center, 4 wire aluminum bus, 800 amp | ea | 2425 | 16 | [8 empty] | Yes
39303675 | 2025 COST CATALOG BRIGHTRONIX\Switchboards | Part | Distribution Switchboard, motor control center, 4 wire aluminum bus, 1000 amp | Distribution Switchboard, motor control center, 4 wire aluminum bus, 1000 amp | ea | 2750 | 18.182 | [8 empty] | Yes
39303676 | 2025 COST CATALOG BRIGHTRONIX\Switchboards | Part | Distribution Switchboard, motor control center, 4 wire aluminum bus, 1200 amp | Distribution Switchboard, motor control center, 4 wire aluminum bus, 1200 amp | ea | 3000 | 20 | [8 empty] | Yes
39303677 | 2025 COST CATALOG BRIGHTRONIX\Switchboards | Part | Distribution Switchboard, motor control center, 4 wire aluminum bus, 1600 amp | Distribution Switchboard, motor control center, 4 wire aluminum bus, 1600 amp | ea | 3550 | 22.222 | [8 empty] | Yes
39303678 | 2025 COST CATALOG BRIGHTRONIX\Switchboards | Part | Distribution Switchboard, motor control center, 4 wire aluminum bus, 2000 amp | Distribution Switchboard, motor control center, 4 wire aluminum bus, 2000 amp | ea | 4100 | 24.242 | [8 empty] | Yes
39303679 | 2025 COST CATALOG BRIGHTRONIX\Switchboards | Part | Distribution Switchboard, motor control center, 4 wire aluminum bus, 2500 amp | Distribution Switchboard, motor control center, 4 wire aluminum bus, 2500 amp | ea | 4775 | 25.806 | [8 empty] | Yes
39303680 | 2025 COST CATALOG BRIGHTRONIX\Switchboards | Part | Distribution Switchboard, motor control center, 4 wire aluminum bus, 3000 amp | Distribution Switchboard, motor control center, 4 wire aluminum bus, 3000 amp | ea | 5500 | 28.571 | [8 empty] | Yes
39303681 | 2025 COST CATALOG BRIGHTRONIX\Switchboards | Part | Distribution Switchboard, weatherproof construction, per vertical section | Distribution Switchboard, weatherproof construction, per vertical section | ea | 2500 | 9.091 | [8 empty] | Yes
39303682 | 2025 COST CATALOG BRIGHTRONIX\Switchboards | Part | Distribution Switchboard, aluminum bus bars, not including breakers, subfeed lug-rated, 60 amp | Distribution Switchboard, aluminum bus bars, not including breakers, subfeed lug-rated, 60 amp | ea | 1150 | 12.308 | [8 empty] | Yes
39303683 | 2025 COST CATALOG BRIGHTRONIX\Switchboards | Part | Distribution Switchboard, aluminum bus bars, not including breakers, subfeed lug-rated, 100 amp | Distribution Switchboard, aluminum bus bars, not including breakers, subfeed lug-rated, 100 amp | ea | 1450 | 12.698 | [8 empty] | Yes
39303684 | 2025 COST CATALOG BRIGHTRONIX\Switchboards | Part | Distribution Switchboard, aluminum bus bars, not including breakers, subfeed lug-rated, 200 amp | Distribution Switchboard, aluminum bus bars, not including breakers, subfeed lug-rated, 200 amp | ea | 1300 | 13.333 | [8 empty] | Yes
39303685 | 2025 COST CATALOG BRIGHTRONIX\Switchboards | Part | Distribution Switchboard, aluminum bus bars, 120/208 or 277/480 volt, 4 wire, 400 amp | Distribution Switchboard, aluminum bus bars, 120/208 or 277/480 volt, 4 wire, 400 amp | ea | 1450 | 14.545 | [8 empty] | Yes
39303686 | 2025 COST CATALOG BRIGHTRONIX\Switchboards | Part | Distribution Switchboard, aluminum bus bars, 120/208 or 277/480 volt, 4 wire, 600 amp | Distribution Switchboard, aluminum bus bars, 120/208 or 277/480 volt, 4 wire, 600 amp | ea | 1525 | 16 | [8 empty] | Yes
39303687 | 2025 COST CATALOG BRIGHTRONIX\Switchboards | Part | Distribution Switchboard, aluminum bus bars, 120/208 or 277/480 volt, 4 wire, 800 amp | Distribution Switchboard, aluminum bus bars, 120/208 or 277/480 volt, 4 wire, 800 amp | ea | 1925 | 18.182 | [8 empty] | Yes
39303688 | 2025 COST CATALOG BRIGHTRONIX\Switchboards | Part | Distribution Switchboard, aluminum bus bars, 120/208 or 277/480 volt, 4 wire, 1600 amp | Distribution Switchboard, aluminum bus bars, 120/208 or 277/480 volt, 4 wire, 1600 amp | ea | 4000 | 24.242 | [8 empty] | Yes
39303689 | 2025 COST CATALOG BRIGHTRONIX\Switchboards | Part | Distribution Switchboard, aluminum bus bars, 120/208 or 277/480 volt, 4 wire, 2000 amp | Distribution Switchboard, aluminum bus bars, 120/208 or 277/480 volt, 4 wire, 2000 amp | ea | 4975 | 25.806 | [8 empty] | Yes
39303690 | 2025 COST CATALOG BRIGHTRONIX\Switchboards | Part | Distribution Switchboard, aluminum bus bars, 120/208 or 277/480 volt, 4 wire, 3000 amp | Distribution Switchboard, aluminum bus bars, 120/208 or 277/480 volt, 4 wire, 3000 amp | ea | 6975 | 28.571 | [8 empty] | Yes
39303691 | 2025 COST CATALOG BRIGHTRONIX\Switchboards | Part | Switchboard Feeder Section, circuit breaker, MAL frame, 1000 amp | Switchboard Feeder Section, circuit breaker, MAL frame, 1000 amp | ea | 8300 | 8 | [8 empty] | Yes
39303692 | 2025 COST CATALOG BRIGHTRONIX\Switchboards | Part | Distribution Switchboard, aluminum bus bars, 120/208 or 277/480 volt, 4 wire, 4000 amp | Distribution Switchboard, aluminum bus bars, 120/208 or 277/480 volt, 4 wire, 4000 amp | ea | 7975 | 30.769 | [8 empty] | Yes
39303693 | 2025 COST CATALOG BRIGHTRONIX\Switchboards | Part | Switchboard Feeder Section, circuit breaker, MA frame, 700-800 amp | Switchboard Feeder Section, circuit breaker, MA frame, 700-800 amp | ea | 8000 | 6.154 | [8 empty] | Yes
39303694 | 2025 COST CATALOG BRIGHTRONIX\Switchboards | Part | Switchboard Feeder Section, circuit breaker, LA frame, 125-400 amp | Switchboard Feeder Section, circuit breaker, LA frame, 125-400 amp | ea | 3500 | 3.478 | [8 empty] | Yes
39303695 | 2025 COST CATALOG BRIGHTRONIX\Switchboards | Part | Distribution Switchboard, aluminum bus bars, 120/208 or 277/480 volt, 4 wire, 2500 amp | Distribution Switchboard, aluminum bus bars, 120/208 or 277/480 volt, 4 wire, 2500 amp | ea | 5975 | 26.667 | [8 empty] | Yes
39303696 | 2025 COST CATALOG BRIGHTRONIX\Switchboards | Part | Distribution Switchboard, busyway connection, 600 amp | Distribution Switchboard, busyway connection, 600 amp | ea | 460 | 4 | [8 empty] | Yes
39303697 | 2025 COST CATALOG BRIGHTRONIX\Switchboards | Part | Distribution Switchboard, dog house, 12", add | Distribution Switchboard, dog house, 12", add | ea | 221 | 6.667 | [8 empty] | Yes
39303698 | 2025 COST CATALOG BRIGHTRONIX\Switchboards | Part | Distribution Switchboard, busyway connection, 800 amp | Distribution Switchboard, busyway connection, 800 amp | ea | 460 | 5 | [8 empty] | Yes
39303699 | 2025 COST CATALOG BRIGHTRONIX\Switchboards | Part | Distribution Switchboard, busyway connection, 1600 amp | Distribution Switchboard, busyway connection, 1600 amp | ea | 950 | 6.667 | [8 empty] | Yes
39303700 | 2025 COST CATALOG BRIGHTRONIX\Switchboards | Part | Distribution Switchboard, busyway connection, 2000 amp | Distribution Switchboard, busyway connection, 2000 amp | ea | 950 | 8 | [8 empty] | Yes
39303701 | 2025 COST CATALOG BRIGHTRONIX\Switchboards | Part | Distribution Switchboard, shunt trip for remote operation, 400 amp | Distribution Switchboard, shunt trip for remote operation, 400 amp | ea | 1000 | 2 | [8 empty] | Yes
39303702 | 2025 COST CATALOG BRIGHTRONIX\Switchboards | Part | Distribution Switchboard, shunt trip for remote operation, 1,200-2,000 amp | Distribution Switchboard, shunt trip for remote operation, 1,200-2,000 amp | ea | 3250 | 2 | [8 empty] | Yes
39303703 | 2025 COST CATALOG BRIGHTRONIX\Switchboards | Part | Distribution Switchboard, shunt trip for remote operation, 200 amp | Distribution Switchboard, shunt trip for remote operation, 200 amp | ea | 635 | 2 | [8 empty] | Yes
39303704 | 2025 COST CATALOG BRIGHTRONIX\Switchboards | Part | Distribution Switchboard, motor operated main breaker, 400 amp | Distribution Switchboard, motor operated main breaker, 400 amp | ea | 3150 | 2 | [8 empty] | Yes
39303705 | 2025 COST CATALOG BRIGHTRONIX\Switchboards | Part | Distribution Switchboard, motor operated main breaker, 600 amp | Distribution Switchboard, motor operated main breaker, 600 amp | ea | 3225 | 2 | [8 empty] | Yes
39303706 | 2025 COST CATALOG BRIGHTRONIX\Switchboards | Part | Distribution Switchboard, motor control center, 4 wire aluminum bus, 600 amp | Distribution Switchboard, motor control center, 4 wire aluminum bus, 600 amp | ea | 2175 | 14.035 | [8 empty] | Yes
39303707 | 2025 COST CATALOG BRIGHTRONIX\Switchboards | Part | Switchboard Feeder Section, circuit breaker, FA frame, 15-60 amp, 480 volt, 2 pole | Switchboard Feeder Section, circuit breaker, FA frame, 15-60 amp, 480 volt, 2 pole | ea | 475 | 1.143 | [8 empty] | Yes
39303708 | 2025 COST CATALOG BRIGHTRONIX\Switchboards | Part | Switchboard Feeder Section, circuit breaker, FA frame, 15-60 amp, 480 volt, 3 pole | Switchboard Feeder Section, circuit breaker, FA frame, 15-60 amp, 480 volt, 3 pole | ea | 600 | 1.509 | [8 empty] | Yes
39303709 | 2025 COST CATALOG BRIGHTRONIX\Switchboards | Part | Switchboard Feeder Section, circuit breaker, FA frame, 15-60 amp, 600 volt, 2 pole | Switchboard Feeder Section, circuit breaker, FA frame, 15-60 amp, 600 volt, 2 pole | ea | 570 | 1.143 | [8 empty] | Yes
39303710 | 2025 COST CATALOG BRIGHTRONIX\Switchboards | Part | Switchboard Feeder Section, circuit breaker, FA frame, 15-60 amp, 600 volt, 3 pole | Switchboard Feeder Section, circuit breaker, FA frame, 15-60 amp, 600 volt, 3 pole | ea | 495 | 1.509 | [8 empty] | Yes
39303711 | 2025 COST CATALOG BRIGHTRONIX\Switchboards | Part | Switchboard Feeder Section, circuit breaker, FA frame, 70-100 amp, 240 volt, 2 pole | Switchboard Feeder Section, circuit breaker, FA frame, 70-100 amp, 240 volt, 2 pole | ea | 440 | 1.6 | [8 empty] | Yes
39303712 | 2025 COST CATALOG BRIGHTRONIX\Switchboards | Part | Switchboard Feeder Section, circuit breaker, FA frame, 70-100 amp, 240 volt, 3 pole | Switchboard Feeder Section, circuit breaker, FA frame, 70-100 amp, 240 volt, 3 pole | ea | 580 | 2 | [8 empty] | Yes
39303713 | 2025 COST CATALOG BRIGHTRONIX\Switchboards | Part | Switchboard Feeder Section, circuit breaker, FA frame, 70-100 amp, 480 volt, 1 pole | Switchboard Feeder Section, circuit breaker, FA frame, 70-100 amp, 480 volt, 1 pole | ea | 298 | 1.143 | [8 empty] | Yes
39303714 | 2025 COST CATALOG BRIGHTRONIX\Switchboards | Part | Switchboard Feeder Section, circuit breaker, FA frame, 70-100 amp, 480 volt, 2 pole | Switchboard Feeder Section, circuit breaker, FA frame, 70-100 amp, 480 volt, 2 pole | ea | 600 | 1.6 | [8 empty] | Yes
39303715 | 2025 COST CATALOG BRIGHTRONIX\Switchboards | Part | Switchboard Feeder Section, circuit breaker, FA frame, 70-100 amp, 480 volt, 3 pole | Switchboard Feeder Section, circuit breaker, FA frame, 70-100 amp, 480 volt, 3 pole | ea | 720 | 2 | [8 empty] | Yes
39303716 | 2025 COST CATALOG BRIGHTRONIX\Switchboards | Part | Switchboard Feeder Section, circuit breaker, FA frame, 70-100 amp, 600 volt, 2 pole | Switchboard Feeder Section, circuit breaker, FA frame, 70-100 amp, 600 volt, 2 pole | ea | 680 | 1.6 | [8 empty] | Yes
39303717 | 2025 COST CATALOG BRIGHTRONIX\Switchboards | Part | Switchboard Feeder Section, circuit breaker, FA frame, 70-100 amp, 600 volt, 3 pole | Switchboard Feeder Section, circuit breaker, FA frame, 70-100 amp, 600 volt, 3 pole | ea | 850 | 2 | [8 empty] | Yes
39303718 | 2025 COST CATALOG BRIGHTRONIX\Switchboards | Part | Switchboard Feeder Section, branch Circuit, fusible switch, 600 volt, single 60 amp | Switchboard Feeder Section, branch Circuit, fusible switch, 600 volt, single 60 amp | ea | 825 | 1.702 | [8 empty] | Yes
39303719 | 2025 COST CATALOG BRIGHTRONIX\Switchboards | Part | Switchboard Feeder Section, branch Circuit, fusible switch, 600 volt, single 100 amp | Switchboard Feeder Section, branch Circuit, fusible switch, 600 volt, single 100 amp | ea | 1050 | 2 | [8 empty] | Yes
39303720 | 2025 COST CATALOG BRIGHTRONIX\Switchboards | Part | Switchboard Feeder Section, circuit breakers, high interupting capacity, 100 amp, 240, 480 or 600 volt, 2 pole | Switchboard Feeder Section, circuit breakers, high interupting capacity, 100 amp, 240, 480 or 600 volt, 2 pole | ea | 950 | 1.6 | [8 empty] | Yes
39303721 | 2025 COST CATALOG BRIGHTRONIX\Switchboards | Part | Switchboard Feeder Section, branch circuit breakers, 100 amp, 600 volt, 3 pole | Switchboard Feeder Section, branch circuit breakers, 100 amp, 600 volt, 3 pole | ea | 590 | 2 | [8 empty] | Yes
39303722 | 2025 COST CATALOG BRIGHTRONIX\Switchboards | Part | Switchboard Feeder Section, circuit breakers, high interupting capacity, 100 amp, 240, 480 or 600 volt, 3 pole | Switchboard Feeder Section, circuit breakers, high interupting capacity, 100 amp, 240, 480 or 600 volt, 3 pole | ea | 705 | 2 | [8 empty] | Yes
39303723 | 2025 COST CATALOG BRIGHTRONIX\Switchboards | Part | Switchboard Feeder Section, circuit breakers, high interupting capacity, 225 amp, 240, 480 or 600 volt, 3 pole | Switchboard Feeder Section, circuit breakers, high interupting capacity, 225 amp, 240, 480 or 600 volt, 3 pole | ea | 2200 | 2.5 | [8 empty] | Yes
39303724 | 2025 COST CATALOG BRIGHTRONIX\Switchboards | Part | Switchboard Feeder Section, circuit breakers, high interupting capacity, 400 amp, 240, 480 or 600 volt, 2 pole | Switchboard Feeder Section, circuit breakers, high interupting capacity, 400 amp, 240, 480 or 600 volt, 2 pole | ea | 3225 | 3.2 | [8 empty] | Yes
39303725 | 2025 COST CATALOG BRIGHTRONIX\Switchboards | Part | Switchboard Feeder Section, circuit breakers, high interupting capacity, 400 amp, 240, 480 or 600 volt, 3 pole | Switchboard Feeder Section, circuit breakers, high interupting capacity, 400 amp, 240, 480 or 600 volt, 3 pole | ea | 2975 | 3.478 | [8 empty] | Yes
39303726 | 2025 COST CATALOG BRIGHTRONIX\Switchboards | Part | Switchboard Feeder Section, circuit breakers, high interupting capacity, 600 amp, 240, 480 or 600 volt, 2 pole | Switchboard Feeder Section, circuit breakers, high interupting capacity, 600 amp, 240, 480 or 600 volt, 2 pole | ea | 4100 | 4.444 | [8 empty] | Yes
39303727 | 2025 COST CATALOG BRIGHTRONIX\Switchboards | Part | Switchboard Feeder Section, circuit breakers, high interupting capacity, 600 amp, 240, 480 or 600 volt, 3 pole | Switchboard Feeder Section, circuit breakers, high interupting capacity, 600 amp, 240, 480 or 600 volt, 3 pole | ea | 3625 | 5 | [8 empty] | Yes
39303728 | 2025 COST CATALOG BRIGHTRONIX\Switchboards | Part | Switchboard Feeder Section, circuit breakers, high interupting capacity, 800 amp, 240, 480 or 600 volt, 2 pole | Switchboard Feeder Section, circuit breakers, high interupting capacity, 800 amp, 240, 480 or 600 volt, 2 pole | ea | 4825 | 5.333 | [8 empty] | Yes
39303729 | 2025 COST CATALOG BRIGHTRONIX\Switchboards | Part | Switchboard Feeder Section, circuit breakers, high interupting capacity, 800 amp, 240, 480 or 600 volt, 3 pole | Switchboard Feeder Section, circuit breakers, high interupting capacity, 800 amp, 240, 480 or 600 volt, 3 pole | ea | 5425 | 6.154 | [8 empty] | Yes
39303730 | 2025 COST CATALOG BRIGHTRONIX\Switchboards | Part | Switchboard Feeder Section, circuit breakers, high interupting capacity, 1000 amp, 240, 480 or 600 volt, 2 pole | Switchboard Feeder Section, circuit breakers, high interupting capacity, 1000 amp, 240, 480 or 600 volt, 2 pole | ea | 6700 | 7.273 | [8 empty] | Yes
39303731 | 2025 COST CATALOG BRIGHTRONIX\Switchboards | Part | Switchboard Feeder Section, circuit breakers, high interupting capacity, 1000 amp, 240, 480 or 600 volt, 3 pole | Switchboard Feeder Section, circuit breakers, high interupting capacity, 1000 amp, 240, 480 or 600 volt, 3 pole | ea | 5875 | 8 | [8 empty] | Yes
39303732 | 2025 COST CATALOG BRIGHTRONIX\Switchboards | Part | Switchboard Feeder Section, circuit breakers, high interupting capacity, 1200 amp, 240, 480 or 600 volt, 2 pole | Switchboard Feeder Section, circuit breakers, high interupting capacity, 1200 amp, 240, 480 or 600 volt, 2 pole | ea | 6550 | 8.889 | [8 empty] | Yes
39303733 | 2025 COST CATALOG BRIGHTRONIX\Switchboards | Part | Switchboard Feeder Section, circuit breakers, high interupting capacity, 225 amp, 240, 480 or 600 volt, 2 pole | Switchboard Feeder Section, circuit breakers, high interupting capacity, 225 amp, 240, 480 or 600 volt, 2 pole | ea | 2250 | 2.286 | [8 empty] | Yes
39303734 | 2025 COST CATALOG BRIGHTRONIX\Switchboards | Part | Switchboard Feeder Section, branch circuit breakers, 100 amp, 480 volt, 2 pole | Switchboard Feeder Section, branch circuit breakers, 100 amp, 480 volt, 2 pole | ea | 400 | 1.6 | [8 empty] | Yes
39303735 | 2025 COST CATALOG BRIGHTRONIX\Switchboards | Part | Switchboard Feeder Section, branch circuit breakers, 100 amp, 240 volt, 2 pole | Switchboard Feeder Section, branch circuit breakers, 100 amp, 240 volt, 2 pole | ea | 229 | 1.6 | [8 empty] | Yes
39303736 | 2025 COST CATALOG BRIGHTRONIX\Switchboards | Part | Switchboard Feeder Section, branch circuit breakers, 100 amp, 240 volt, 3 pole | Switchboard Feeder Section, branch circuit breakers, 100 amp, 240 volt, 3 pole | ea | 370 | 2 | [8 empty] | Yes
39303737 | 2025 COST CATALOG BRIGHTRONIX\Switchboards | Part | Switchboard Feeder Section, branch circuit breakers, 100 amp, 480 volt, 3 pole | Switchboard Feeder Section, branch circuit breakers, 100 amp, 480 volt, 3 pole | ea | 540 | 2 | [8 empty] | Yes
39303738 | 2025 COST CATALOG BRIGHTRONIX\Switchboards | Part | Switchboard Feeder Section, branch circuit breakers, 225 amp, 240, 480 or 600 volt, 2 pole | Switchboard Feeder Section, branch circuit breakers, 225 amp, 240, 480 or 600 volt, 2 pole | ea | 670 | 2.286 | [8 empty] | Yes
39303739 | 2025 COST CATALOG BRIGHTRONIX\Switchboards | Part | Switchboard Feeder Section, branch circuit breakers, 225 amp, 240, 480 or 600 volt, 3 pole | Switchboard Feeder Section, branch circuit breakers, 225 amp, 240, 480 or 600 volt, 3 pole | ea | 705 | 2.5 | [8 empty] | Yes
39303740 | 2025 COST CATALOG BRIGHTRONIX\Switchboards | Part | Switchboard Feeder Section, branch circuit breakers, 400 amp, 240, 480 or 600 volt, 2 pole | Switchboard Feeder Section, branch circuit breakers, 400 amp, 240, 480 or 600 volt, 2 pole | ea | 1400 | 3.2 | [8 empty] | Yes
39303741 | 2025 COST CATALOG BRIGHTRONIX\Switchboards | Part | Switchboard Feeder Section, branch circuit breakers, 400 amp, 240, 480 or 600 volt, 3 pole | Switchboard Feeder Section, branch circuit breakers, 400 amp, 240, 480 or 600 volt, 3 pole | ea | 1625 | 3.478 | [8 empty] | Yes
39303742 | 2025 COST CATALOG BRIGHTRONIX\Switchboards | Part | Switchboard Feeder Section, branch circuit breakers, 400 amp, 240 or 480 volt, 3 pole | Switchboard Feeder Section, branch circuit breakers, 400 amp, 240 or 480 volt, 3 pole | ea | 2825 | 5 | [8 empty] | Yes
39303743 | 2025 COST CATALOG BRIGHTRONIX\Switchboards | Part | Switchboard Feeder Section, branch circuit breakers, 800 amp, 240, 480 or 600 volt, 2 pole | Switchboard Feeder Section, branch circuit breakers, 800 amp, 240, 480 or 600 volt, 2 pole | ea | 3450 | 5.333 | [8 empty] | Yes
39303744 | 2025 COST CATALOG BRIGHTRONIX\Switchboards | Part | Switchboard Feeder Section, branch circuit breakers, 800 amp, 240, 480 or 600 volt, 3 pole | Switchboard Feeder Section, branch circuit breakers, 800 amp, 240, 480 or 600 volt, 3 pole | ea | 4025 | 6.154 | [8 empty] | Yes
39303745 | 2025 COST CATALOG BRIGHTRONIX\Switchboards | Part | Switchboard Feeder Section, branch circuit breakers, 1000 amp, 240, 480 or 600 volt, 2 pole | Switchboard Feeder Section, branch circuit breakers, 1000 amp, 240, 480 or 600 volt, 2 pole | ea | 4225 | 7.273 | [8 empty] | Yes
39303746 | 2025 COST CATALOG BRIGHTRONIX\Switchboards | Part | Switchboard Feeder Section, circuit breakers, high interupting capacity, 60 amp, 240, 480 or 600 volt, 2 pole | Switchboard Feeder Section, circuit breakers, high interupting capacity, 60 amp, 240, 480 or 600 volt, 2 pole | ea | 820 | 1.143 | [8 empty] | Yes
39303747 | 2025 COST CATALOG BRIGHTRONIX\Switchboards | Part | Switchboard Feeder Section, circuit breakers, high interupting capacity, 60 amp, 240, 480 or 600 volt, 1 pole | Switchboard Feeder Section, circuit breakers, high interupting capacity, 60 amp, 240, 480 or 600 volt, 1 pole | ea | 320 | 1 | [8 empty] | Yes
39303748 | 2025 COST CATALOG BRIGHTRONIX\Switchboards | Part | Switchboard Feeder Section, fusible switch, 240 volt, 100 amp, 3 pole | Switchboard Feeder Section, fusible switch, 240 volt, 100 amp, 3 pole | ea | 660 | 3.2 | [8 empty] | Yes
39303749 | 2025 COST CATALOG BRIGHTRONIX\Switchboards | Part | Switchboard Feeder Section, fusible switch, 240 volt, 200 amp, 2 pole | Switchboard Feeder Section, fusible switch, 240 volt, 200 amp, 2 pole | ea | 910 | 4 | [8 empty] | Yes
39303750 | 2025 COST CATALOG BRIGHTRONIX\Switchboards | Part | Switchboard Feeder Section, fusible switch, 240 volt, 400 amp, 2 pole | Switchboard Feeder Section, fusible switch, 240 volt, 400 amp, 2 pole | ea | 1700 | 5.333 | [8 empty] | Yes
39303751 | 2025 COST CATALOG BRIGHTRONIX\Switchboards | Part | Switchboard Feeder Section, fusible switch, 240 volt, 400 amp, 3 pole | Switchboard Feeder Section, fusible switch, 240 volt, 400 amp, 3 pole | ea | 2125 | 6.154 | [8 empty] | Yes
39303752 | 2025 COST CATALOG BRIGHTRONIX\Switchboards | Part | Switchboard Feeder Section, fusible switch, 240 volt, 600 amp, 2 pole | Switchboard Feeder Section, fusible switch, 240 volt, 600 amp, 2 pole | ea | 2425 | 8 | [8 empty] | Yes
39303753 | 2025 COST CATALOG BRIGHTRONIX\Switchboards | Part | Switchboard Feeder Section, fusible switch, 240-600 volt, 800 amp, 3 pole | Switchboard Feeder Section, fusible switch, 240-600 volt, 800 amp, 3 pole | ea | 6625 | 13.333 | [8 empty] | Yes
39303754 | 2025 COST CATALOG BRIGHTRONIX\Switchboards | Part | Switchboard Feeder Section, fusible switch, 600 volt, 60 amp, 2 pole | Switchboard Feeder Section, fusible switch, 600 volt, 60 amp, 2 pole | ea | 650 | 2.5 | [8 empty] | Yes
39303755 | 2025 COST CATALOG BRIGHTRONIX\Switchboards | Part | Switchboard Feeder Section, fusible switch, 600 volt, 100 amp, 2 pole | Switchboard Feeder Section, fusible switch, 600 volt, 100 amp, 2 pole | ea | 670 | 2.963 | [8 empty] | Yes
39303756 | 2025 COST CATALOG BRIGHTRONIX\Switchboards | Part | Switchboard Feeder Section, fusible switch, 600 volt, 400 amp, 2 pole | Switchboard Feeder Section, fusible switch, 600 volt, 400 amp, 2 pole | ea | 2300 | 5.333 | [8 empty] | Yes
39303757 | 2025 COST CATALOG BRIGHTRONIX\Switchboards | Part | Distribution Switchboard, busyway connection, 400 amp | Distribution Switchboard, busyway connection, 400 amp | ea | 460 | 3.478 | [8 empty] | Yes
39303758 | 2025 COST CATALOG BRIGHTRONIX\Switchboards | Part | Switchboard Feeder Section, branch circuit breakers, 60 amp, 600 volt, 3 pole | Switchboard Feeder Section, branch circuit breakers, 60 amp, 600 volt, 3 pole | ea | 470 | 1.509 | [8 empty] | Yes
39303759 | 2025 COST CATALOG BRIGHTRONIX\Switchboards | Part | Switchboard Feeder Section, branch circuit breakers, 60 amp, 240 volt, 2 pole | Switchboard Feeder Section, branch circuit breakers, 60 amp, 240 volt, 2 pole | ea | 172 | 1.143 | [8 empty] | Yes
39303760 | 2025 COST CATALOG BRIGHTRONIX\Switchboards | Part | Switchboard Feeder Section, branch circuit breakers, 60 amp, 480 or 600 volt, 2 pole | Switchboard Feeder Section, branch circuit breakers, 60 amp, 480 or 600 volt, 2 pole | ea | 365 | 1.143 | [8 empty] | Yes
39303761 | 2025 COST CATALOG BRIGHTRONIX\Switchboards | Part | Switchboard Feeder Section, branch circuit breakers, 60 amp, 480 volt, 3 pole | Switchboard Feeder Section, branch circuit breakers, 60 amp, 480 volt, 3 pole | ea | 485 | 1.509 | [8 empty] | Yes
39303762 | 2025 COST CATALOG BRIGHTRONIX\Switchboards | Part | Switchboard Feeder Section, branch circuit breakers, 100 amp, 600 volt, 2 pole | Switchboard Feeder Section, branch circuit breakers, 100 amp, 600 volt, 2 pole | ea | 465 | 1.6 | [8 empty] | Yes
39303763 | 2025 COST CATALOG BRIGHTRONIX\Switchboards | Part | Switchboard Feeder Section, fusible switch, 240 volt, 100 amp, 2 pole | Switchboard Feeder Section, fusible switch, 240 volt, 100 amp, 2 pole | ea | 435 | 2.963 | [8 empty] | Yes
39303764 | 2025 COST CATALOG BRIGHTRONIX\Switchboards | Part | Switchboard Feeder Section, fusible switch, 240 volt, 60 amp, 3 pole | Switchboard Feeder Section, fusible switch, 240 volt, 60 amp, 3 pole | ea | 590 | 2.667 | [8 empty] | Yes
39303765 | 2025 COST CATALOG BRIGHTRONIX\Switchboards | Part | Switchboard Feeder Section, fusible switch, 240 volt, 60 amp, 2 pole | Switchboard Feeder Section, fusible switch, 240 volt, 60 amp, 2 pole | ea | 430 | 2.5 | [8 empty] | Yes
39303766 | 2025 COST CATALOG BRIGHTRONIX\Switchboards | Part | Switchboard Feeder Section, circuit breakers, high interupting capacity, 1200 amp, 240, 480 or 600 volt, 3 pole | Switchboard Feeder Section, circuit breakers, high interupting capacity, 1200 amp, 240, 480 or 600 volt, 3 pole | ea | 7650 | 10 | [8 empty] | Yes
39303767 | 2025 COST CATALOG BRIGHTRONIX\Switchboards | Part | Switchboard Feeder Section, branch Circuit, fusible switch, 600 volt, single 600 amp | Switchboard Feeder Section, branch Circuit, fusible switch, 600 volt, single 600 amp | ea | 3025 | 4.444 | [8 empty] | Yes
39303768 | 2025 COST CATALOG BRIGHTRONIX\Switchboards | Part | Switchboard Feeder Section, branch Circuit, fusible switch, 600 volt, single 800 amp | Switchboard Feeder Section, branch Circuit, fusible switch, 600 volt, single 800 amp | ea | 5100 | 6.154 | [8 empty] | Yes
39303769 | 2025 COST CATALOG BRIGHTRONIX\Switchboards | Part | Switchboard Feeder Section, branch Circuit, fusible switch, 600 volt, single 1200 amp | Switchboard Feeder Section, branch Circuit, fusible switch, 600 volt, single 1200 amp | ea | 5825 | 10 | [8 empty] | Yes
39303770 | 2025 COST CATALOG BRIGHTRONIX\Switchboards | Part | Switchboard Feeder Section, branch Circuit, fusible switch, 600 volt, single 400 amp | Switchboard Feeder Section, branch Circuit, fusible switch, 600 volt, single 400 amp | ea | 2475 | 3.478 | [8 empty] | Yes
39303771 | 2025 COST CATALOG BRIGHTRONIX\Switchboards | Part | Distribution Switchboard, pressure switch, bolted, 277/480 volt, 4 wire, 2000 amp | Distribution Switchboard, pressure switch, bolted, 277/480 volt, 4 wire, 2000 amp | ea | 17000 | 23.529 | [8 empty] | Yes
39303772 | 2025 COST CATALOG BRIGHTRONIX\Switchboards | Part | Incoming Switchboard, 277/480 volt, 4 wire, 3000 amp, no main disconnect, includes CT compartment | Incoming Switchboard, 277/480 volt, 4 wire, 3000 amp, no main disconnect, includes CT compartment | ea | 6825 | 28.571 | [8 empty] | Yes
39303773 | 2025 COST CATALOG BRIGHTRONIX\Switchboards | Part | Incoming Switchboard, 277/480 volt, 4 wire, 4000 amp, no main disconnect, includes CT compartment | Incoming Switchboard, 277/480 volt, 4 wire, 4000 amp, no main disconnect, includes CT compartment | ea | 8450 | 30.769 | [8 empty] | Yes
39303774 | 2025 COST CATALOG BRIGHTRONIX\Switchboards | Part | Incoming Switchboard, 120/208 volt, 4 wire, 400 amp, fused switch & CT compartment | Incoming Switchboard, 120/208 volt, 4 wire, 400 amp, fused switch & CT compartment | ea | 2675 | 14.286 | [8 empty] | Yes
39303775 | 2025 COST CATALOG BRIGHTRONIX\Switchboards | Part | Incoming Switchboard, 120/208 volt, 4 wire, 600 amp, fused switch & CT compartment | Incoming Switchboard, 120/208 volt, 4 wire, 600 amp, fused switch & CT compartment | ea | 3175 | 17.021 | [8 empty] | Yes
39303776 | 2025 COST CATALOG BRIGHTRONIX\Switchboards | Part | Incoming Switchboard, 120/208 volt, 4 wire, 800 amp, fused switch & CT compartment | Incoming Switchboard, 120/208 volt, 4 wire, 800 amp, fused switch & CT compartment | ea | 10800 | 19.048 | [8 empty] | Yes
39303777 | 2025 COST CATALOG BRIGHTRONIX\Switchboards | Part | Incoming Switchboard, 120/208 volt, 4 wire, 1200 amp, fused switch & CT compartment | Incoming Switchboard, 120/208 volt, 4 wire, 1200 amp, fused switch & CT compartment | ea | 14100 | 23.529 | [8 empty] | Yes
39303778 | 2025 COST CATALOG BRIGHTRONIX\Switchboards | Part | Incoming Switchboard, 277/480 volt, 4 wire, 400 amp, fused switch & CT compartment | Incoming Switchboard, 277/480 volt, 4 wire, 400 amp, fused switch & CT compartment | ea | 3600 | 14.035 | [8 empty] | Yes
39303779 | 2025 COST CATALOG BRIGHTRONIX\Switchboards | Part | Incoming Switchboard, 277/480 volt, 4 wire, 800 amp, fused switch & CT compartment | Incoming Switchboard, 277/480 volt, 4 wire, 800 amp, fused switch & CT compartment | ea | 10800 | 19.048 | [8 empty] | Yes
39303780 | 2025 COST CATALOG BRIGHTRONIX\Switchboards | Part | Incoming Switchboard, 277/480 volt, 4 wire, 1200 amp, fused switch & CT compartment | Incoming Switchboard, 277/480 volt, 4 wire, 1200 amp, fused switch & CT compartment | ea | 14100 | 23.529 | [8 empty] | Yes
39303781 | 2025 COST CATALOG BRIGHTRONIX\Switchboards | Part | Incoming Switchboard, 277/480 volt, 4 wire, 2000 amp, no main disconnect, includes CT compartment | Incoming Switchboard, 277/480 volt, 4 wire, 2000 amp, no main disconnect, includes CT compartment | ea | 5175 | 25.806 | [8 empty] | Yes
39303782 | 2025 COST CATALOG BRIGHTRONIX\Switchboards | Part | Distribution Switchboard, main lugs only, to 480 volt, 3 pole, 4 wire, 400 amp | Distribution Switchboard, main lugs only, to 480 volt, 3 pole, 4 wire, 400 amp | ea | 1250 | 13.333 | [8 empty] | Yes
39303783 | 2025 COST CATALOG BRIGHTRONIX\Switchboards | Part | Distribution Switchboard, main lugs only, to 480 volt, 3 pole, 4 wire, 600 amp | Distribution Switchboard, main lugs only, to 480 volt, 3 pole, 4 wire, 600 amp | ea | 1350 | 13.333 | [8 empty] | Yes
39303784 | 2025 COST CATALOG BRIGHTRONIX\Switchboards | Part | Distribution Switchboard, main fusible switch w/ fuse, 120/208, 120/240 volt, 3 pole, 4 wire, 800 amp | Distribution Switchboard, main fusible switch w/ fuse, 120/208, 120/240 volt, 3 pole, 4 wire, 800 amp | ea | 6075 | 15.385 | [8 empty] | Yes
39303785 | 2025 COST CATALOG BRIGHTRONIX\Switchboards | Part | Distribution Switchboard, main fusible switch w/ fuse, 120/208, 120/240 volt, 3 pole, 4 wire, 1200 amp | Distribution Switchboard, main fusible switch w/ fuse, 120/208, 120/240 volt, 3 pole, 4 wire, 1200 amp | ea | 7050 | 18.182 | [8 empty] | Yes
39303786 | 2025 COST CATALOG BRIGHTRONIX\Switchboards | Part | Distribution Switchboard, main fusible switch w/ fuse, 480 or 600 volt, 3 pole, 3 wire, 200 amp | Distribution Switchboard, main fusible switch w/ fuse, 480 or 600 volt, 3 pole, 3 wire, 200 amp | ea | 3175 | 13.333 | [8 empty] | Yes
39303787 | 2025 COST CATALOG BRIGHTRONIX\Switchboards | Part | Distribution Switchboard, main fusible switch w/ fuse, 480 or 600 volt, 3 pole, 3 wire, 400 amp | Distribution Switchboard, main fusible switch w/ fuse, 480 or 600 volt, 3 pole, 3 wire, 400 amp | ea | 3175 | 14.035 | [8 empty] | Yes
39303788 | 2025 COST CATALOG BRIGHTRONIX\Switchboards | Part | Distribution Switchboard, main fusible switch w/ fuse, 480 or 600 volt, 3 pole, 3 wire, 600 amp | Distribution Switchboard, main fusible switch w/ fuse, 480 or 600 volt, 3 pole, 3 wire, 600 amp | ea | 3800 | 14.545 | [8 empty] | Yes
39303789 | 2025 COST CATALOG BRIGHTRONIX\Switchboards | Part | Distribution Switchboard, main fusible switch w/ fuse, 480 or 600 volt, 3 pole, 3 wire, 800 amp | Distribution Switchboard, main fusible switch w/ fuse, 480 or 600 volt, 3 pole, 3 wire, 800 amp | ea | 5850 | 15.385 | [8 empty] | Yes
39303790 | 2025 COST CATALOG BRIGHTRONIX\Switchboards | Part | Distribution Switchboard, main fusible switch w/ fuse, 480 or 600 volt, 3 pole, 3 wire, 1200 amp | Distribution Switchboard, main fusible switch w/ fuse, 480 or 600 volt, 3 pole, 3 wire, 1200 amp | ea | 6775 | 18.182 | [8 empty] | Yes
39303791 | 2025 COST CATALOG BRIGHTRONIX\Switchboards | Part | Distribution Switchboard, main fusible switch w/ fuse, 277 or 480 volt, 3 pole, 4 wire, 200 amp | Distribution Switchboard, main fusible switch w/ fuse, 277 or 480 volt, 3 pole, 4 wire, 200 amp | ea | 3275 | 13.333 | [8 empty] | Yes
39303792 | 2025 COST CATALOG BRIGHTRONIX\Switchboards | Part | Distribution Switchboard, main fusible switch w/ fuse, 277 or 480 volt, 3 pole, 4 wire, 400 amp | Distribution Switchboard, main fusible switch w/ fuse, 277 or 480 volt, 3 pole, 4 wire, 400 amp | ea | 3275 | 14.035 | [8 empty] | Yes
39303793 | 2025 COST CATALOG BRIGHTRONIX\Switchboards | Part | Distribution Switchboard, main fusible switch w/ fuse, 277 or 480 volt, 3 pole, 4 wire, 800 amp | Distribution Switchboard, main fusible switch w/ fuse, 277 or 480 volt, 3 pole, 4 wire, 800 amp | ea | 6075 | 15.385 | [8 empty] | Yes
39303794 | 2025 COST CATALOG BRIGHTRONIX\Switchboards | Part | Distribution Switchboard, main fusible switch w/ fuse, 277 or 480 volt, 3 pole, 4 wire, 1200 amp | Distribution Switchboard, main fusible switch w/ fuse, 277 or 480 volt, 3 pole, 4 wire, 1200 amp | ea | 7050 | 18.182 | [8 empty] | Yes
39303795 | 2025 COST CATALOG BRIGHTRONIX\Switchboards | Part | Incoming Switchboard, 277/480 volt, 4 wire, 1000 amp, no main disconnect, includes CT compartment | Incoming Switchboard, 277/480 volt, 4 wire, 1000 amp, no main disconnect, includes CT compartment | ea | 5075 | 20 | [8 empty] | Yes
39303796 | 2025 COST CATALOG BRIGHTRONIX\Switchboards | Part | Incoming Switchboard, 277/480 volt, 4 wire, 800 amp, no main disconnect, includes CT compartment | Incoming Switchboard, 277/480 volt, 4 wire, 800 amp, no main disconnect, includes CT compartment | ea | 400 | 18.182 | [8 empty] | Yes
39303797 | 2025 COST CATALOG BRIGHTRONIX\Switchboards | Part | Incoming Switchboard, 120/208 volt, 4 wire, 3000 amp, no main disconnect, includes CT compartment | Incoming Switchboard, 120/208 volt, 4 wire, 3000 amp, no main disconnect, includes CT compartment | ea | 6825 | 28.571 | [8 empty] | Yes
39303798 | 2025 COST CATALOG BRIGHTRONIX\Switchboards | Part | Incoming Switchboard, 120/208 volt, 4 wire, 2500 amp, pressure switch & CT compartment | Incoming Switchboard, 120/208 volt, 4 wire, 2500 amp, pressure switch & CT compartment | ea | 26100 | 32 | [8 empty] | Yes
39303799 | 2025 COST CATALOG BRIGHTRONIX\Switchboards | Part | Incoming Switchboard, 120/208 volt, 4 wire, 3000 amp, pressure switch & CT compartment | Incoming Switchboard, 120/208 volt, 4 wire, 3000 amp, pressure switch & CT compartment | ea | 35200 | 36.364 | [8 empty] | Yes
39303800 | 2025 COST CATALOG BRIGHTRONIX\Switchboards | Part | Incoming Switchboard, 120/208 volt, 4 wire, 4000 amp, pressure switch & CT compartment | Incoming Switchboard, 120/208 volt, 4 wire, 4000 amp, pressure switch & CT compartment | ea | 45200 | 40 | [8 empty] | Yes
39303801 | 2025 COST CATALOG BRIGHTRONIX\Switchboards | Part | Incoming Switchboard, 120/208 volt, 4 wire, 800 amp, pressure switch & CT compartment, with ground fault | Incoming Switchboard, 120/208 volt, 4 wire, 800 amp, pressure switch & CT compartment, with ground fault | ea | 16000 | 20 | [8 empty] | Yes
39303802 | 2025 COST CATALOG BRIGHTRONIX\Switchboards | Part | Incoming Switchboard, 120/208 volt, 4 wire, 1200 amp, pressure switch & CT compartment, with ground fault | Incoming Switchboard, 120/208 volt, 4 wire, 1200 amp, pressure switch & CT compartment, with ground fault | ea | 20700 | 24.242 | [8 empty] | Yes
39303803 | 2025 COST CATALOG BRIGHTRONIX\Switchboards | Part | Incoming Switchboard, 120/208 volt, 4 wire, 1600 amp, pressure switch & CT compartment, with ground fault | Incoming Switchboard, 120/208 volt, 4 wire, 1600 amp, pressure switch & CT compartment, with ground fault | ea | 22500 | 25.806 | [8 empty] | Yes
39303804 | 2025 COST CATALOG BRIGHTRONIX\Switchboards | Part | Incoming Switchboard, 120/208 volt, 4 wire, 2000 amp, pressure switch & CT compartment, with ground fault | Incoming Switchboard, 120/208 volt, 4 wire, 2000 amp, pressure switch & CT compartment, with ground fault | ea | 24300 | 28.571 | [8 empty] | Yes
39303805 | 2025 COST CATALOG BRIGHTRONIX\Switchboards | Part | Incoming Switchboard, 277/480 volt, 4 wire, 800 amp, pressure switch & CT compartment, with ground fault | Incoming Switchboard, 277/480 volt, 4 wire, 800 amp, pressure switch & CT compartment, with ground fault | ea | 16000 | 20 | [8 empty] | Yes
39303806 | 2025 COST CATALOG BRIGHTRONIX\Switchboards | Part | Incoming Switchboard, 277/480 volt, 4 wire, 1200 amp, pressure switch & CT compartment, with ground fault | Incoming Switchboard, 277/480 volt, 4 wire, 1200 amp, pressure switch & CT compartment, with ground fault | ea | 20700 | 24.242 | [8 empty] | Yes
39303807 | 2025 COST CATALOG BRIGHTRONIX\Switchboards | Part | Incoming Switchboard, 277/480 volt, 4 wire, 1600 amp, pressure switch & CT compartment, with ground fault | Incoming Switchboard, 277/480 volt, 4 wire, 1600 amp, pressure switch & CT compartment, with ground fault | ea | 22500 | 25.806 | [8 empty] | Yes
39303808 | 2025 COST CATALOG BRIGHTRONIX\Switchboards | Part | Incoming Switchboard, 277/480 volt, 4 wire, 2000 amp, pressure switch & CT compartment, with ground fault | Incoming Switchboard, 277/480 volt, 4 wire, 2000 amp, pressure switch & CT compartment, with ground fault | ea | 24300 | 28.571 | [8 empty] | Yes
39303809 | 2025 COST CATALOG BRIGHTRONIX\Switchboards | Part | Distribution Switchboard, main lugs only, to 600 volt, 3 pole, 3 wire, 800 amp | Distribution Switchboard, main lugs only, to 600 volt, 3 pole, 3 wire, 800 amp | ea | 1400 | 14.815 | [8 empty] | Yes
39303810 | 2025 COST CATALOG BRIGHTRONIX\Switchboards | Part | Incoming Switchboard, 3 pole, 4 wire, 600 amp, circuit breaker, molded case & CT compartment | Incoming Switchboard, 3 pole, 4 wire, 600 amp, circuit breaker, molded case & CT compartment | ea | 8350 | 17.021 | [8 empty] | Yes
39303811 | 2025 COST CATALOG BRIGHTRONIX\Switchboards | Part | Incoming Switchboard, 3 pole, 4 wire, 800 amp, circuit breaker, molded case & CT compartment | Incoming Switchboard, 3 pole, 4 wire, 800 amp, circuit breaker, molded case & CT compartment | ea | 10000 | 19.048 | [8 empty] | Yes
39303812 | 2025 COST CATALOG BRIGHTRONIX\Switchboards | Part | Incoming Switchboard, 3 pole, 4 wire, 1200 amp, circuit breaker, molded case & CT compartment | Incoming Switchboard, 3 pole, 4 wire, 1200 amp, circuit breaker, molded case & CT compartment | ea | 13600 | 23.529 | [8 empty] | Yes
39303813 | 2025 COST CATALOG BRIGHTRONIX\Switchboards | Part | Distribution Switchboard, main fusible switch w/ fuse, 277 or 480 volt, 3 pole, 4 wire, 2000 amp | Distribution Switchboard, main fusible switch w/ fuse, 277 or 480 volt, 3 pole, 4 wire, 2000 amp | ea | 17000 | 23.529 | [8 empty] | Yes
39303814 | 2025 COST CATALOG BRIGHTRONIX\Switchboards | Part | Distribution Switchboard, main lugs only, to 600 volt, 3 pole, 3 wire, 1200 amp | Distribution Switchboard, main lugs only, to 600 volt, 3 pole, 3 wire, 1200 amp | ea | 1700 | 17.391 | [8 empty] | Yes
39303815 | 2025 COST CATALOG BRIGHTRONIX\Switchboards | Part | Distribution Switchboard, main lugs only, to 600 volt, 3 pole, 3 wire, 1600 amp | Distribution Switchboard, main lugs only, to 600 volt, 3 pole, 3 wire, 1600 amp | ea | 2225 | 18.605 | [8 empty] | Yes
39303816 | 2025 COST CATALOG BRIGHTRONIX\Switchboards | Part | Distribution Switchboard, main lugs only, to 600 volt, 3 pole, 3 wire, 2000 amp | Distribution Switchboard, main lugs only, to 600 volt, 3 pole, 3 wire, 2000 amp | ea | 2475 | 19.512 | [8 empty] | Yes
39303817 | 2025 COST CATALOG BRIGHTRONIX\Switchboards | Part | Incoming Switchboard, 120/208 volt, 4 wire, 2000 amp, pressure switch & CT compartment | Incoming Switchboard, 120/208 volt, 4 wire, 2000 amp, pressure switch & CT compartment | ea | 21200 | 28.571 | [8 empty] | Yes
39303818 | 2025 COST CATALOG BRIGHTRONIX\Switchboards | Part | Incoming Switchboard, 120/208 volt, 4 wire, 1600 amp, pressure switch & CT compartment | Incoming Switchboard, 120/208 volt, 4 wire, 1600 amp, pressure switch & CT compartment | ea | 20000 | 25.806 | [8 empty] | Yes
39303819 | 2025 COST CATALOG BRIGHTRONIX\Switchboards | Part | Incoming Switchboard, 120/208 volt, 4 wire, 1200 amp, pressure switch & CT compartment | Incoming Switchboard, 120/208 volt, 4 wire, 1200 amp, pressure switch & CT compartment | ea | 18800 | 24.242 | [8 empty] | Yes
39303820 | 2025 COST CATALOG BRIGHTRONIX\Switchboards | Part | Incoming Switchboard, 120/208 volt, 4 wire, 800 amp, pressure switch & CT compartment | Incoming Switchboard, 120/208 volt, 4 wire, 800 amp, pressure switch & CT compartment | ea | 9700 | 20 | [8 empty] | Yes
39303821 | 2025 COST CATALOG BRIGHTRONIX\Switchboards | Part | Incoming Switchboard, 120/208 volt, 4 wire, 800 amp, no main disconnect, includes CT compartment | Incoming Switchboard, 120/208 volt, 4 wire, 800 amp, no main disconnect, includes CT compartment | ea | 4000 | 18.182 | [8 empty] | Yes
39303822 | 2025 COST CATALOG BRIGHTRONIX\Switchboards | Part | Incoming Switchboard, 120/208 volt, 4 wire, 1000 amp, no main disconnect, includes CT compartment | Incoming Switchboard, 120/208 volt, 4 wire, 1000 amp, no main disconnect, includes CT compartment | ea | 4800 | 20 | [8 empty] | Yes
39303823 | 2025 COST CATALOG BRIGHTRONIX\Switchboards | Part | Incoming Switchboard, 120/208 volt, 4 wire, 1200 amp, no main disconnect, includes CT compartment | Incoming Switchboard, 120/208 volt, 4 wire, 1200 amp, no main disconnect, includes CT compartment | ea | 4800 | 22.222 | [8 empty] | Yes
39303824 | 2025 COST CATALOG BRIGHTRONIX\Switchboards | Part | Incoming Switchboard, 120/208 volt, 4 wire, 1600 amp, no main disconnect, includes CT compartment | Incoming Switchboard, 120/208 volt, 4 wire, 1600 amp, no main disconnect, includes CT compartment | ea | 4800 | 24.242 | [8 empty] | Yes
39303825 | 2025 COST CATALOG BRIGHTRONIX\Switchboards | Part | Incoming Switchboard, 120/208 volt, 4 wire, 2000 amp, no main disconnect, includes CT compartment | Incoming Switchboard, 120/208 volt, 4 wire, 2000 amp, no main disconnect, includes CT compartment | ea | 5175 | 25.806 | [8 empty] | Yes
39303826 | 2025 COST CATALOG BRIGHTRONIX\Switchboards | Part | Distribution Switchboard, main lugs only, to 600 volt, 3 pole, 3 wire, 400 amp | Distribution Switchboard, main lugs only, to 600 volt, 3 pole, 3 wire, 400 amp | ea | 1250 | 13.333 | [8 empty] | Yes
39303827 | 2025 COST CATALOG BRIGHTRONIX\Switchboards | Part | Switchboard Feeder Section, branch circuit breakers, 1200 amp, 600 volt, 3 pole | Switchboard Feeder Section, branch circuit breakers, 1200 amp, 600 volt, 3 pole | ea | 6525 | 10 | [8 empty] | Yes
39303828 | 2025 COST CATALOG BRIGHTRONIX\Switchboards | Part | Distribution Switchboard, pressure switch, bolted, 208/240 volt, 3 pole, 3 wire, 800 amp | Distribution Switchboard, pressure switch, bolted, 208/240 volt, 3 pole, 3 wire, 800 amp | ea | 9550 | 16.667 | [8 empty] | Yes
39303829 | 2025 COST CATALOG BRIGHTRONIX\Switchboards | Part | Distribution Switchboard, pressure switch, bolted, 208/240 volt, 3 pole, 3 wire, 1600 amp | Distribution Switchboard, pressure switch, bolted, 208/240 volt, 3 pole, 3 wire, 1600 amp | ea | 13900 | 21.053 | [8 empty] | Yes
39303830 | 2025 COST CATALOG BRIGHTRONIX\Switchboards | Part | Distribution Switchboard, current/potential transforming metering compartment, with watt metering, 200-800 amp | Distribution Switchboard, current/potential transforming metering compartment, with watt metering, 200-800 amp | ea | 8050 | 4 | [8 empty] | Yes
39303831 | 2025 COST CATALOG BRIGHTRONIX\Switchboards | Part | Distribution Switchboard, current/potential transforming metering compartment, with watt metering, 1200 amp | Distribution Switchboard, current/potential transforming metering compartment, with watt metering, 1200 amp | ea | 9950 | 4 | [8 empty] | Yes
39303832 | 2025 COST CATALOG BRIGHTRONIX\Switchboards | Part | Distribution Switchboard, current/potential transforming metering compartment, with watt metering, 1600-2000 amp | Distribution Switchboard, current/potential transforming metering compartment, with watt metering, 1600-2000 amp | ea | 9950 | 4 | [8 empty] | Yes
39303833 | 2025 COST CATALOG BRIGHTRONIX\Switchboards | Part | Distribution Switchboard, spilt bus, 60-200 amp | Distribution Switchboard, spilt bus, 60-200 amp | ea | 191 | 1.509 | [8 empty] | Yes
39303834 | 2025 COST CATALOG BRIGHTRONIX\Switchboards | Part | Distribution Switchboard, spilt bus, 600 amp | Distribution Switchboard, spilt bus, 600 amp | ea | 405 | 4.444 | [8 empty] | Yes
39303835 | 2025 COST CATALOG BRIGHTRONIX\Switchboards | Part | Distribution Switchboard, spilt bus, contactor control, 100 amp | Distribution Switchboard, spilt bus, contactor control, 100 amp | ea | 1400 | 5.33 | [8 empty] | Yes
39303836 | 2025 COST CATALOG BRIGHTRONIX\Switchboards | Part | Distribution Switchboard, spilt bus, contactor control, 200 amp | Distribution Switchboard, spilt bus, contactor control, 200 amp | ea | 2125 | 8 | [8 empty] | Yes
39303837 | 2025 COST CATALOG BRIGHTRONIX\Switchboards | Part | Distribution Switchboard, spilt bus, contactor control, 400 amp | Distribution Switchboard, spilt bus, contactor control, 400 amp | ea | 6450 | 16 | [8 empty] | Yes
39303838 | 2025 COST CATALOG BRIGHTRONIX\Switchboards | Part | Distribution Switchboard, spilt bus, contactor control, 600 amp | Distribution Switchboard, spilt bus, contactor control, 600 amp | ea | 7225 | 19.048 | [8 empty] | Yes
39303839 | 2025 COST CATALOG BRIGHTRONIX\Switchboards | Part | Distribution Switchboard, spilt bus, contactor control, 800 amp | Distribution Switchboard, spilt bus, contactor control, 800 amp | ea | 8550 | 22.222 | [8 empty] | Yes
39303840 | 2025 COST CATALOG BRIGHTRONIX\Switchboards | Part | Distribution Panel Modifier, two distribution sections, add on | Distribution Panel Modifier, two distribution sections, add on | ea | 2950 | 20 | [8 empty] | Yes
39303841 | 2025 COST CATALOG BRIGHTRONIX\Switchboards | Part | Distribution Panel Modifier, three distribution sections, add on | Distribution Panel Modifier, three distribution sections, add on | ea | 5650 | 40 | [8 empty] | Yes
39303842 | 2025 COST CATALOG BRIGHTRONIX\Switchboards | Part | Distribution Switchboard, Auxiliary pull section, 20", add | Distribution Switchboard, Auxiliary pull section, 20", add | ea | 1075 | 8 | [8 empty] | Yes
39303843 | 2025 COST CATALOG BRIGHTRONIX\Switchboards | Part | Distribution Switchboard, Auxiliary pull section, 24", add | Distribution Switchboard, Auxiliary pull section, 24", add | ea | 1075 | 8.889 | [8 empty] | Yes
39303844 | 2025 COST CATALOG BRIGHTRONIX\Switchboards | Part | Distribution Switchboard, Auxiliary pull section, 30", add | Distribution Switchboard, Auxiliary pull section, 30", add | ea | 1075 | 10 | [8 empty] | Yes
39303845 | 2025 COST CATALOG BRIGHTRONIX\Switchboards | Part | Distribution Switchboard, Auxiliary pull section, 36", add | Distribution Switchboard, Auxiliary pull section, 36", add | ea | 1275 | 11.429 | [8 empty] | Yes
39303846 | 2025 COST CATALOG BRIGHTRONIX\Switchboards | Part | Distribution Switchboard, motor operated main breaker, 1200-2000 amp | Distribution Switchboard, motor operated main breaker, 1200-2000 amp | ea | 3300 | 2 | [8 empty] | Yes
39303847 | 2025 COST CATALOG BRIGHTRONIX\Switchboards | Part | Distribution Switchboard, pressure switch, bolted, 480 or 600 volt, 3 wire, 1600 amp | Distribution Switchboard, pressure switch, bolted, 480 or 600 volt, 3 wire, 1600 amp | ea | 15100 | 21.053 | [8 empty] | Yes
39303848 | 2025 COST CATALOG BRIGHTRONIX\Switchboards | Part | Distribution Switchboard, pressure switch, bolted, 480 or 600 volt, 3 wire, 2000 amp | Distribution Switchboard, pressure switch, bolted, 480 or 600 volt, 3 wire, 2000 amp | ea | 17000 | 23.529 | [8 empty] | Yes
39303849 | 2025 COST CATALOG BRIGHTRONIX\Switchboards | Part | Distribution Switchboard, pressure switch, bolted, 277/480 volt, 4 wire, 800 amp | Distribution Switchboard, pressure switch, bolted, 277/480 volt, 4 wire, 800 amp | ea | 9550 | 16.667 | [8 empty] | Yes
39303850 | 2025 COST CATALOG BRIGHTRONIX\Switchboards | Part | Distribution Switchboard, pressure switch, bolted, 277/480 volt, 4 wire, 1200 amp | Distribution Switchboard, pressure switch, bolted, 277/480 volt, 4 wire, 1200 amp | ea | 13400 | 20 | [8 empty] | Yes
39303851 | 2025 COST CATALOG BRIGHTRONIX\Switchboards | Part | Distribution Switchboard, pressure switch, bolted, 277/480 volt, 4 wire, 1600 amp | Distribution Switchboard, pressure switch, bolted, 277/480 volt, 4 wire, 1600 amp | ea | 15100 | 21.053 | [8 empty] | Yes
39303852 | 2025 COST CATALOG BRIGHTRONIX\Switchboards | Part | Distribution Switchboard, current/potential transforming metering compartment, 1600-2000 amp | Distribution Switchboard, current/potential transforming metering compartment, 1600-2000 amp | ea | 9425 | 2.963 | [8 empty] | Yes
39303853 | 2025 COST CATALOG BRIGHTRONIX\Switchboards | Part | Distribution Switchboard, pressure switch, bolted, 480 or 600 volt, 3 wire, 1200 amp | Distribution Switchboard, pressure switch, bolted, 480 or 600 volt, 3 wire, 1200 amp | ea | 13400 | 20 | [8 empty] | Yes
39303854 | 2025 COST CATALOG BRIGHTRONIX\Switchboards | Part | Distribution Switchboard, pressure switch, bolted, 480 or 600 volt, 3 wire, 800 amp | Distribution Switchboard, pressure switch, bolted, 480 or 600 volt, 3 wire, 800 amp | ea | 9550 | 16.667 | [8 empty] | Yes
39303855 | 2025 COST CATALOG BRIGHTRONIX\Switchboards | Part | Distribution Switchboard, main circuit breaker, 277/480 volt, 3 pole, 4 wire, 200 amp | Distribution Switchboard, main circuit breaker, 277/480 volt, 3 pole, 4 wire, 200 amp | ea | 3150 | 13.333 | [8 empty] | Yes
39303856 | 2025 COST CATALOG BRIGHTRONIX\Switchboards | Part | Distribution Switchboard, pressure switch, bolted, 208/240 volt, 3 pole, 3 wire, 2000 amp | Distribution Switchboard, pressure switch, bolted, 208/240 volt, 3 pole, 3 wire, 2000 amp | ea | 15900 | 23.529 | [8 empty] | Yes
39303857 | 2025 COST CATALOG BRIGHTRONIX\Switchboards | Part | Distribution Switchboard, pressure switch, bolted, 120/208 or 120/240 volt, 3 pole, 4 wire, 800 amp | Distribution Switchboard, pressure switch, bolted, 120/208 or 120/240 volt, 3 pole, 4 wire, 800 amp | ea | 7550 | 16.667 | [8 empty] | Yes
39303858 | 2025 COST CATALOG BRIGHTRONIX\Switchboards | Part | Distribution Switchboard, pressure switch, bolted, 120/208 or 120/240 volt, 3 pole, 4 wire, 1200 amp | Distribution Switchboard, pressure switch, bolted, 120/208 or 120/240 volt, 3 pole, 4 wire, 1200 amp | ea | 8825 | 20 | [8 empty] | Yes
39303859 | 2025 COST CATALOG BRIGHTRONIX\Switchboards | Part | Distribution Switchboard, pressure switch, bolted, 120/208 or 120/240 volt, 3 pole, 4 wire, 1600 amp | Distribution Switchboard, pressure switch, bolted, 120/208 or 120/240 volt, 3 pole, 4 wire, 1600 amp | ea | 13900 | 21.053 | [8 empty] | Yes
39303860 | 2025 COST CATALOG BRIGHTRONIX\Switchboards | Part | Distribution Switchboard, main fusible switch w/ fuse, 120/208, 120/240 volt, 3 pole, 4 wire, 600 amp | Distribution Switchboard, main fusible switch w/ fuse, 120/208, 120/240 volt, 3 pole, 4 wire, 600 amp | ea | 3825 | 14.545 | [8 empty] | Yes
39303861 | 2025 COST CATALOG BRIGHTRONIX\Switchboards | Part | Distribution Switchboard, main fusible switch w/ fuse, 120/208, 120/240 volt, 3 pole, 4 wire, 400 amp | Distribution Switchboard, main fusible switch w/ fuse, 120/208, 120/240 volt, 3 pole, 4 wire, 400 amp | ea | 2925 | 14.035 | [8 empty] | Yes
39303862 | 2025 COST CATALOG BRIGHTRONIX\Switchboards | Part | Distribution Switchboard, main fusible switch w/ fuse, 120/208, 120/240 volt, 3 pole, 4 wire, 200 amp | Distribution Switchboard, main fusible switch w/ fuse, 120/208, 120/240 volt, 3 pole, 4 wire, 200 amp | ea | 2925 | 13.333 | [8 empty] | Yes
39303863 | 2025 COST CATALOG BRIGHTRONIX\Switchboards | Part | Distribution Switchboard, main circuit breaker, to 600 volt, 3 pole, 3 wire, 200 amp | Distribution Switchboard, main circuit breaker, to 600 volt, 3 pole, 3 wire, 200 amp | ea | 2975 | 13.333 | [8 empty] | Yes
39303864 | 2025 COST CATALOG BRIGHTRONIX\Switchboards | Part | Distribution Switchboard, main lugs only, to 480 volt, 3 pole, 4 wire, 2000 amp | Distribution Switchboard, main lugs only, to 480 volt, 3 pole, 4 wire, 2000 amp | ea | 2450 | 19.512 | [8 empty] | Yes
39303865 | 2025 COST CATALOG BRIGHTRONIX\Switchboards | Part | Distribution Switchboard, main circuit breaker, to 600 volt, 3 pole, 3 wire, 400 amp | Distribution Switchboard, main circuit breaker, to 600 volt, 3 pole, 3 wire, 400 amp | ea | 2975 | 14.035 | [8 empty] | Yes
39303866 | 2025 COST CATALOG BRIGHTRONIX\Switchboards | Part | Distribution Switchboard, pressure switch, bolted, 208/240 volt, 3 pole, 3 wire, 1200 amp | Distribution Switchboard, pressure switch, bolted, 208/240 volt, 3 pole, 3 wire, 1200 amp | ea | 12200 | 20 | [8 empty] | Yes
39303867 | 2025 COST CATALOG BRIGHTRONIX\Switchboards | Part | Distribution Switchboard, main circuit breaker, to 600 volt, 3 pole, 3 wire, 1200 amp | Distribution Switchboard, main circuit breaker, to 600 volt, 3 pole, 3 wire, 1200 amp | ea | 8275 | 18.182 | [8 empty] | Yes
39303868 | 2025 COST CATALOG BRIGHTRONIX\Switchboards | Part | Distribution Switchboard, main circuit breaker, to 600 volt, 3 pole, 3 wire, 1600 amp | Distribution Switchboard, main circuit breaker, to 600 volt, 3 pole, 3 wire, 1600 amp | ea | 13300 | 19.048 | [8 empty] | Yes
39303869 | 2025 COST CATALOG BRIGHTRONIX\Switchboards | Part | Distribution Switchboard, pressure switch, bolted, 120/208 or 120/240 volt, 3 pole, 4 wire, 2000 amp | Distribution Switchboard, pressure switch, bolted, 120/208 or 120/240 volt, 3 pole, 4 wire, 2000 amp | ea | 15900 | 23.529 | [8 empty] | Yes
39303870 | 2025 COST CATALOG BRIGHTRONIX\Switchboards | Part | Distribution Switchboard, main circuit breaker, to 600 volt, 3 pole, 3 wire, 2000 amp | Distribution Switchboard, main circuit breaker, to 600 volt, 3 pole, 3 wire, 2000 amp | ea | 14200 | 20 | [8 empty] | Yes
39303871 | 2025 COST CATALOG BRIGHTRONIX\Switchboards | Part | Distribution Switchboard, main circuit breaker, to 600 volt, 3 pole, 3 wire, 600 amp | Distribution Switchboard, main circuit breaker, to 600 volt, 3 pole, 3 wire, 600 amp | ea | 3775 | 14.545 | [8 empty] | Yes
39303872 | 2025 COST CATALOG BRIGHTRONIX\Switchboards | Part | Distribution Switchboard, main circuit breaker, 277/480 volt, 3 pole, 4 wire, 400 amp | Distribution Switchboard, main circuit breaker, 277/480 volt, 3 pole, 4 wire, 400 amp | ea | 3150 | 14.035 | [8 empty] | Yes
39303873 | 2025 COST CATALOG BRIGHTRONIX\Switchboards | Part | Distribution Switchboard, main fusible switch w/ fuse, 208/240 volt, 3 pole, 3 wire, 200 amp | Distribution Switchboard, main fusible switch w/ fuse, 208/240 volt, 3 pole, 3 wire, 200 amp | ea | 3300 | 13.333 | [8 empty] | Yes
39303874 | 2025 COST CATALOG BRIGHTRONIX\Switchboards | Part | Distribution Switchboard, main fusible switch w/ fuse, 208/240 volt, 3 pole, 3 wire, 400 amp | Distribution Switchboard, main fusible switch w/ fuse, 208/240 volt, 3 pole, 3 wire, 400 amp | ea | 3300 | 14.035 | [8 empty] | Yes
39303875 | 2025 COST CATALOG BRIGHTRONIX\Switchboards | Part | Distribution Switchboard, main fusible switch w/ fuse, 208/240 volt, 3 pole, 3 wire, 600 amp | Distribution Switchboard, main fusible switch w/ fuse, 208/240 volt, 3 pole, 3 wire, 600 amp | ea | 4000 | 14.545 | [8 empty] | Yes
39303876 | 2025 COST CATALOG BRIGHTRONIX\Switchboards | Part | Distribution Switchboard, main fusible switch w/ fuse, 208/240 volt, 3 pole, 3 wire, 800 amp | Distribution Switchboard, main fusible switch w/ fuse, 208/240 volt, 3 pole, 3 wire, 800 amp | ea | 8200 | 15.385 | [8 empty] | Yes
39303877 | 2025 COST CATALOG BRIGHTRONIX\Switchboards | Part | Distribution Switchboard, main circuit breaker, to 600 volt, 3 pole, 3 wire, 800 amp | Distribution Switchboard, main circuit breaker, to 600 volt, 3 pole, 3 wire, 800 amp | ea | 6325 | 15.385 | [8 empty] | Yes
39303878 | 2025 COST CATALOG BRIGHTRONIX\Switchboards | Part | Switchboard Feeder Section, branch circuit breakers, 1000 amp, 240, 480 or 600 volt, 3 pole | Switchboard Feeder Section, branch circuit breakers, 1000 amp, 240, 480 or 600 volt, 3 pole | ea | 4850 | 8 | [8 empty] | Yes
39303879 | 2025 COST CATALOG BRIGHTRONIX\Switchboards | Part | Distribution Switchboard, motor operated main breaker, 200 amp | Distribution Switchboard, motor operated main breaker, 200 amp | ea | 3150 | 2 | [8 empty] | Yes
39303880 | 2025 COST CATALOG BRIGHTRONIX\Switchboards | Part | Distribution Switchboard, spilt bus, 400 amp | Distribution Switchboard, spilt bus, 400 amp | ea | 330 | 3.478 | [8 empty] | Yes
39303881 | 2025 COST CATALOG BRIGHTRONIX\Switchboards | Part | Switchboard Feeder Section, branch circuit breakers, 60 amp, 240 volt, 3 pole | Switchboard Feeder Section, branch circuit breakers, 60 amp, 240 volt, 3 pole | ea | 415 | 1.509 | [8 empty] | Yes
39303882 | 2025 COST CATALOG BRIGHTRONIX\Switchboards | Part | Switchboard Feeder Section, fusible switch, 240 volt, 600 amp, 3 pole | Switchboard Feeder Section, fusible switch, 240 volt, 600 amp, 3 pole | ea | 2975 | 8.889 | [8 empty] | Yes
39303883 | 2025 COST CATALOG BRIGHTRONIX\Switchboards | Part | Distribution Switchboard, busyway connection, 200 amp | Distribution Switchboard, busyway connection, 200 amp | ea | 460 | 2.963 | [8 empty] | Yes
39303884 | 2025 COST CATALOG BRIGHTRONIX\Switchboards | Part | Incoming Switchboard, 277/480 volt, 4 wire, 600 amp, no main disconnect, includes CT compartment | Incoming Switchboard, 277/480 volt, 4 wire, 600 amp, no main disconnect, includes CT compartment | ea | 400 | 16 | [8 empty] | Yes
39303885 | 2025 COST CATALOG BRIGHTRONIX\Switchboards | Part | Switchboard Feeder Section, fusible switch, 600 volt, 600 amp, 2 pole | Switchboard Feeder Section, fusible switch, 600 volt, 600 amp, 2 pole | ea | 2800 | 8 | [8 empty] | Yes
39303886 | 2025 COST CATALOG BRIGHTRONIX\Switchboards | Part | Switchboard Feeder Section, fusible switch, 600 volt, 200 amp, 2 pole | Switchboard Feeder Section, fusible switch, 600 volt, 200 amp, 2 pole | ea | 1150 | 4 | [8 empty] | Yes
39303887 | 2025 COST CATALOG BRIGHTRONIX\Switchboards | Part | Distribution Switchboard, main fusible switch w/ fuse, 277 or 480 volt, 3 pole, 4 wire, 600 amp | Distribution Switchboard, main fusible switch w/ fuse, 277 or 480 volt, 3 pole, 4 wire, 600 amp | ea | 3975 | 14.545 | [8 empty] | Yes
39303888 | 2025 COST CATALOG BRIGHTRONIX\Switchboards | Part | Distribution Switchboard, spilt bus, 800 amp | Distribution Switchboard, spilt bus, 800 amp | ea | 515 | 6.154 | [8 empty] | Yes
39303889 | 2025 COST CATALOG BRIGHTRONIX\Switchboards | Part | Switchboard Feeder Section, fusible switch, 240 volt, 200 amp, 3 pole | Switchboard Feeder Section, fusible switch, 240 volt, 200 amp, 3 pole | ea | 1075 | 4.211 | [8 empty] | Yes
39303890 | 2025 COST CATALOG BRIGHTRONIX\Switchboards | Part | Switchboard Feeder Section, circuit breaker, PA frame, 1200 amp | Switchboard Feeder Section, circuit breaker, PA frame, 1200 amp | ea | 16900 | 10 | [8 empty] | Yes
39303891 | 2025 COST CATALOG BRIGHTRONIX\Switchboards | Part | Switchboard Feeder Section, branch Circuit, fusible switch, 600 volt, double 30/30 amp | Switchboard Feeder Section, branch Circuit, fusible switch, 600 volt, double 30/30 amp | ea | 845 | 2 | [8 empty] | Yes
39303892 | 2025 COST CATALOG BRIGHTRONIX\Switchboards | Part | Switchboard Feeder Section, branch Circuit, fusible switch, 600 volt, double 60/60 amp | Switchboard Feeder Section, branch Circuit, fusible switch, 600 volt, double 60/60 amp | ea | 870 | 2.5 | [8 empty] | Yes
39303893 | 2025 COST CATALOG BRIGHTRONIX\Switchboards | Part | Switchboard Feeder Section, circuit breaker, FA frame, 15-60 amp, 480 volt, 1 pole | Switchboard Feeder Section, circuit breaker, FA frame, 15-60 amp, 480 volt, 1 pole | ea | 166 | 1 | [8 empty] | Yes
39303894 | 2025 COST CATALOG BRIGHTRONIX\Switchboards | Part | Distribution Switchboard, aluminum bus bars, 120/208 or 277/480 volt, 4 wire, 1000 amp | Distribution Switchboard, aluminum bus bars, 120/208 or 277/480 volt, 4 wire, 1000 amp | ea | 2550 | 20 | [8 empty] | Yes
39303895 | 2025 COST CATALOG BRIGHTRONIX\Switchboards | Part | Incoming Switchboard, 277/480 volt, 4 wire, 1200 amp, no main disconnect, includes CT compartment | Incoming Switchboard, 277/480 volt, 4 wire, 1200 amp, no main disconnect, includes CT compartment | ea | 5075 | 22.222 | [8 empty] | Yes
39303896 | 2025 COST CATALOG BRIGHTRONIX\Switchboards | Part | Distribution Switchboard, main lugs only, to 480 volt, 3 pole, 4 wire, 200 amp | Distribution Switchboard, main lugs only, to 480 volt, 3 pole, 4 wire, 200 amp | ea | 1075 | 13.333 | [8 empty] | Yes
39303897 | 2025 COST CATALOG BRIGHTRONIX\Transformers | Part | Transformer, oil-filled, 5 kV or 15 kV, with taps, 277/480 V secondary, 3 phase, 150 kVA, pad mounted | Transformer, oil-filled, 5 kV or 15 kV, with taps, 277/480 V secondary, 3 phase, 150 kVA, pad mounted | ea | 9325 | 30.7692 | TRNS-2025 | [7 empty] | Yes
39303898 | 2025 COST CATALOG BRIGHTRONIX\Transformers | Part | Transformer, dry-type, 3 phase 15 kV primary 277/480 volt secondary, 1500 kVA | Transformer, dry-type, 3 phase 15 kV primary 277/480 volt secondary, 1500 kVA | ea | 86500 | 74.0741 | TRNS-2025 | [7 empty] | Yes
39303899 | 2025 COST CATALOG BRIGHTRONIX\Transformers | Part | Transformer, dry-type, 3 phase 5 kV primary 277/480 volt secondary, 300 kVA | Transformer, dry-type, 3 phase 5 kV primary 277/480 volt secondary, 300 kVA | ea | 28300 | 44.4444 | TRNS-2025 | [7 empty] | Yes
39303900 | 2025 COST CATALOG BRIGHTRONIX\Transformers | Part | Transformer, dry-type, 3 phase 15 kV primary 277/480 volt secondary, 150 kVA | Transformer, dry-type, 3 phase 15 kV primary 277/480 volt secondary, 150 kVA | ea | 30700 | 30.7692 | TRNS-2025 | [7 empty] | Yes
39303901 | 2025 COST CATALOG BRIGHTRONIX\Transformers | Part | Transformer, dry-type, 3 phase 15 kV primary 277/480 volt secondary, 225 kVA | Transformer, dry-type, 3 phase 15 kV primary 277/480 volt secondary, 225 kVA | ea | 33900 | 36.3636 | TRNS-2025 | [7 empty] | Yes
39303902 | 2025 COST CATALOG BRIGHTRONIX\Transformers | Part | Transformer, oil-filled, 15 kV with taps, 480 V secondary 3 phase, 3000 kVA, pad mounted | Transformer, oil-filled, 15 kV with taps, 480 V secondary 3 phase, 3000 kVA, pad mounted | ea | 62500 | 117 | TRNS-2025 | [7 empty] | Yes
39303903 | 2025 COST CATALOG BRIGHTRONIX\Transformers | Part | Transformer, oil-filled, 15 kV with taps, 480 V secondary 3 phase, 3750 kVA, pad mounted | Transformer, oil-filled, 15 kV with taps, 480 V secondary 3 phase, 3750 kVA, pad mounted | ea | 80000 | 125 | TRNS-2025 | [7 empty] | Yes
39303904 | 2025 COST CATALOG BRIGHTRONIX\Transformers | Part | Circuit breaker, 3 pole, 125 to 225 amp, type KH | Circuit breaker, 3 pole, 125 to 225 amp, type KH | ea | 5550 | 2.5 | TRNS-2025 | [7 empty] | Yes
39303905 | 2025 COST CATALOG BRIGHTRONIX\Transformers | Part | Transformer, liquid-filled, 5 kV or 15 kV primary, 277/480 V secondary, 3 phase, 225 kVA, pad mounted | Transformer, liquid-filled, 5 kV or 15 kV primary, 277/480 V secondary, 3 phase, 225 kVA, pad mounted | ea | 13900 | 36.3636 | TRNS-2025 | [7 empty] | Yes
39303906 | 2025 COST CATALOG BRIGHTRONIX\Transformers | Part | Transformers, forced air cooling & temperature alarm | Transformers, forced air cooling & temperature alarm | ea | 4075 | 8 | TRNS-2025 | [7 empty] | Yes
39303907 | 2025 COST CATALOG BRIGHTRONIX\Transformers | Part | Transformer, dry-type, ventilated, 3 phase 480 V primary 120/208 V secondary, 6 kVA | Transformer, dry-type, ventilated, 3 phase 480 V primary 120/208 V secondary, 6 kVA | ea | 1175 | 10 | TRNS-2025 | [7 empty] | Yes
39303908 | 2025 COST CATALOG BRIGHTRONIX\Transformers | Part | Transformer, dry-type, low operating temperature (80 Deg. C), single phase 480 V primary 120/240 V secondary, 75 kVA | Transformer, dry-type, low operating temperature (80 Deg. C), single phase 480 V primary 120/240 V secondary, 75 kVA | ea | 9300 | 24.6154 | TRNS-2025 | [7 empty] | Yes
39303909 | 2025 COST CATALOG BRIGHTRONIX\Transformers | Part | Transformer, dry-type, low operating temperature (80 Deg. C), single phase 480 V primary 120/240 V secondary, 50 kVA | Transformer, dry-type, low operating temperature (80 Deg. C), single phase 480 V primary 120/240 V secondary, 50 kVA | ea | 5825 | 22.8571 | TRNS-2025 | [7 empty] | Yes
39303910 | 2025 COST CATALOG BRIGHTRONIX\Transformers | Part | Circuit breaker, 3 pole, 700 & 800 amp, type MA | Circuit breaker, 3 pole, 700 & 800 amp, type MA | ea | 10100 | 6.1539 | TRNS-2025 | [7 empty] | Yes
39303911 | 2025 COST CATALOG BRIGHTRONIX\Transformers | Part | Transformer, isolation, 3 phase 120/240 V primary 120/208 V secondary, 150 kVA | Transformer, isolation, 3 phase 120/240 V primary 120/208 V secondary, 150 kVA | ea | 12500 | 23.5294 | TRNS-2025 | [7 empty] | Yes
39303912 | 2025 COST CATALOG BRIGHTRONIX\Transformers | Part | Circuit breaker, 3 pole, 125 to 225 amp, type KA | Circuit breaker, 3 pole, 125 to 225 amp, type KA | ea | 2475 | 2.5 | TRNS-2025 | [7 empty] | Yes
39303913 | 2025 COST CATALOG BRIGHTRONIX\Transformers | Part | Circuit breaker, 3 pole, 15 to 60 amp, type FA | Circuit breaker, 3 pole, 15 to 60 amp, type FA | ea | 860 | 1.5094 | TRNS-2025 | [7 empty] | Yes
39303914 | 2025 COST CATALOG BRIGHTRONIX\Transformers | Part | Transformer, dry-type, ventilated, 3 phase 480 V primary 120/208 V secondary, 75 kVA | Transformer, dry-type, ventilated, 3 phase 480 V primary 120/208 V secondary, 75 kVA | ea | 2375 | 22.8571 | TRNS-2025 | [7 empty] | Yes
39303915 | 2025 COST CATALOG BRIGHTRONIX\Transformers | Part | Transformer, dry-type, 3 phase 480 V primary 120/208 V secondary, 300 kVA | Transformer, dry-type, 3 phase 480 V primary 120/208 V secondary, 300 kVA | ea | 8750 | 36.3636 | TRNS-2025 | [7 empty] | Yes
39303916 | 2025 COST CATALOG BRIGHTRONIX\Transformers | Part | Transformers, 13,800 volts to 480/277 volts, 225 kVA | Transformers, 13,800 volts to 480/277 volts, 225 kVA | ea | 40700 | 48.7805 | TRNS-2025 | [7 empty] | Yes
39303917 | 2025 COST CATALOG BRIGHTRONIX\Transformers | Part | Circuit breaker, 3 pole, 125 to 600 amp, type MA | Circuit breaker, 3 pole, 125 to 600 amp, type MA | ea | 7750 | 5 | TRNS-2025 | [7 empty] | Yes
39303918 | 2025 COST CATALOG BRIGHTRONIX\Transformers | Part | Transformer, dry-type, 3 phase 480 V primary 120/208 V secondary, 75 kVA, K-13 rated | Transformer, dry-type, 3 phase 480 V primary 120/208 V secondary, 75 kVA, K-13 rated | ea | 10300 | 22.8571 | TRNS-2025 | [7 empty] | Yes
39303919 | 2025 COST CATALOG BRIGHTRONIX\Transformers | Part | Transformer, dry-type, 3 phase 480 V primary 120/208 V secondary, 15 kVA, K-13 rated | Transformer, dry-type, 3 phase 480 V primary 120/208 V secondary, 15 kVA, K-13 rated | ea | 3775 | 14.5455 | TRNS-2025 | [7 empty] | Yes
39303920 | 2025 COST CATALOG BRIGHTRONIX\Transformers | Part | Transformers, 4800 volts to 480/277 volts, 75 kVA | Transformers, 4800 volts to 480/277 volts, 75 kVA | ea | 18700 | 29.4118 | TRNS-2025 | [7 empty] | Yes
39303921 | 2025 COST CATALOG BRIGHTRONIX\Transformers | Part | Transformer, dry-type, 3 phase 480 V primary 120/208 V secondary, 500 kVA, K-4 rated | Transformer, dry-type, 3 phase 480 V primary 120/208 V secondary, 500 kVA, K-4 rated | ea | 40100 | 44.4444 | TRNS-2025 | [7 empty] | Yes
39303922 | 2025 COST CATALOG BRIGHTRONIX\Transformers | Part | Transformer, dry-type, nonventilated, 3 phase 480 V primary 120/208 V secondary, 30 kVA | Transformer, dry-type, nonventilated, 3 phase 480 V primary 120/208 V secondary, 30 kVA | ea | 4200 | 20 | TRNS-2025 | [7 empty] | Yes
39303923 | 2025 COST CATALOG BRIGHTRONIX\Transformers | Part | Transformer, dry-type, 3 phase 2400 V primary 480 volt secondary, 300 kVA | Transformer, dry-type, 3 phase 2400 V primary 480 volt secondary, 300 kVA | ea | 28300 | 44.4444 | TRNS-2025 | [7 empty] | Yes
39303924 | 2025 COST CATALOG BRIGHTRONIX\Transformers | Part | Transformer, dry-type, 3 phase 2400 V primary 480 volt secondary, 500 kVA | Transformer, dry-type, 3 phase 2400 V primary 480 volt secondary, 500 kVA | ea | 36500 | 57.1429 | TRNS-2025 | [7 empty] | Yes
39303925 | 2025 COST CATALOG BRIGHTRONIX\Transformers | Part | Transformer, dry-type, 3 phase 5 kV primary 277/480 volt secondary, 225 kVA | Transformer, dry-type, 3 phase 5 kV primary 277/480 volt secondary, 225 kVA | ea | 22200 | 36.3636 | TRNS-2025 | [7 empty] | Yes
39303926 | 2025 COST CATALOG BRIGHTRONIX\Transformers | Part | Transformer, dry-type, 3 phase 5 kV primary 277/480 volt secondary, 150 kVA | Transformer, dry-type, 3 phase 5 kV primary 277/480 volt secondary, 150 kVA | ea | 18800 | 30.7692 | TRNS-2025 | [7 empty] | Yes
39303927 | 2025 COST CATALOG BRIGHTRONIX\Transformers | Part | Transformer, dry-type, 3 phase 5 kV primary 277/480 volt secondary, 112.5 kVA | Transformer, dry-type, 3 phase 5 kV primary 277/480 volt secondary, 112.5 kVA | ea | 17200 | 23.5294 | TRNS-2025 | [7 empty] | Yes
39303928 | 2025 COST CATALOG BRIGHTRONIX\Transformers | Part | Transformer, dry-type, low operating temperature (80 Deg. C), 3 phase 480 V primary 120/208 V secondary, 500 kVA | Transformer, dry-type, low operating temperature (80 Deg. C), 3 phase 480 V primary 120/208 V secondary, 500 kVA | ea | 34500 | 44.4444 | TRNS-2025 | [7 empty] | Yes
39303929 | 2025 COST CATALOG BRIGHTRONIX\Transformers | Part | Transformer, dry-type, 3 phase 480 V primary 120/208 V secondary, 45 kVA, K-13 rated | Transformer, dry-type, 3 phase 480 V primary 120/208 V secondary, 45 kVA, K-13 rated | ea | 6825 | 20 | TRNS-2025 | [7 empty] | Yes
39303930 | 2025 COST CATALOG BRIGHTRONIX\Transformers | Part | Transformer, dry-type, 3 phase 480 V primary 120/208 V secondary, 112.5 kVA, K-13 rated | Transformer, dry-type, 3 phase 480 V primary 120/208 V secondary, 112.5 kVA, K-13 rated | ea | 13700 | 22.2222 | TRNS-2025 | [7 empty] | Yes
39303931 | 2025 COST CATALOG BRIGHTRONIX\Transformers | Part | Transformer, dry-type, 3 phase 480 V primary 120/208 V secondary, 150 kVA, K-13 rated | Transformer, dry-type, 3 phase 480 V primary 120/208 V secondary, 150 kVA, K-13 rated | ea | 17900 | 23.5294 | TRNS-2025 | [7 empty] | Yes
39303932 | 2025 COST CATALOG BRIGHTRONIX\Transformers | Part | Transformer, dry-type, 3 phase 480 V primary 120/208 V secondary, 225 kVA, K-13 rated | Transformer, dry-type, 3 phase 480 V primary 120/208 V secondary, 225 kVA, K-13 rated | ea | 24400 | 30.7692 | TRNS-2025 | [7 empty] | Yes
39303933 | 2025 COST CATALOG BRIGHTRONIX\Transformers | Part | Transformer, dry-type, 3 phase 480 V primary 120/208 V secondary, 300 kVA, K-13 rated | Transformer, dry-type, 3 phase 480 V primary 120/208 V secondary, 300 kVA, K-13 rated | ea | 32500 | 36.3636 | TRNS-2025 | [7 empty] | Yes
39303934 | 2025 COST CATALOG BRIGHTRONIX\Transformers | Part | Transformer, dry-type, 3 phase 480 V primary 120/208 V secondary, 500 kVA, K-13 rated | Transformer, dry-type, 3 phase 480 V primary 120/208 V secondary, 500 kVA, K-13 rated | ea | 54000 | 44.4444 | TRNS-2025 | [7 empty] | Yes
39303935 | 2025 COST CATALOG BRIGHTRONIX\Transformers | Part | Transformer, dry-type, nonventilated, 3 phase 480 V primary 120/208 V secondary, 15 kVA | Transformer, dry-type, nonventilated, 3 phase 480 V primary 120/208 V secondary, 15 kVA | ea | 2750 | 14.5455 | TRNS-2025 | [7 empty] | Yes
39303936 | 2025 COST CATALOG BRIGHTRONIX\Transformers | Part | Transformer, dry-type, 3 phase 15 kV primary 277/480 volt secondary, 1000 kVA | Transformer, dry-type, 3 phase 15 kV primary 277/480 volt secondary, 1000 kVA | ea | 75500 | 66.6667 | TRNS-2025 | [7 empty] | Yes
39303937 | 2025 COST CATALOG BRIGHTRONIX\Transformers | Part | Transformer, dry-type, nonventilated, 3 phase 480 V primary 120/208 V secondary, 45 kVA | Transformer, dry-type, nonventilated, 3 phase 480 V primary 120/208 V secondary, 45 kVA | ea | 5650 | 22.8571 | TRNS-2025 | [7 empty] | Yes
39303938 | 2025 COST CATALOG BRIGHTRONIX\Transformers | Part | Transformer, dry-type, 3 phase 15 kV primary 277/480 volt secondary, 750 kVA | Transformer, dry-type, 3 phase 15 kV primary 277/480 volt secondary, 750 kVA | ea | 66000 | 62.5 | TRNS-2025 | [7 empty] | Yes
39303939 | 2025 COST CATALOG BRIGHTRONIX\Transformers | Part | Transformer, dry-type, 3 phase 15 kV primary 277/480 volt secondary, 300 kVA | Transformer, dry-type, 3 phase 15 kV primary 277/480 volt secondary, 300 kVA | ea | 39900 | 44.4444 | TRNS-2025 | [7 empty] | Yes
39303940 | 2025 COST CATALOG BRIGHTRONIX\Transformers | Part | Transformer, dry-type, nonventilated, single phase 480 V primary 120/240 V secondary, 50 kVA | Transformer, dry-type, nonventilated, single phase 480 V primary 120/240 V secondary, 50 kVA | ea | 3225 | 24.6154 | TRNS-2025 | [7 empty] | Yes
39303941 | 2025 COST CATALOG BRIGHTRONIX\Transformers | Part | Transformer, dry-type, nonventilated, single phase 480 V primary 120/240 V secondary, 75 kVA | Transformer, dry-type, nonventilated, single phase 480 V primary 120/240 V secondary, 75 kVA | ea | 4250 | 26.6667 | TRNS-2025 | [7 empty] | Yes
39303942 | 2025 COST CATALOG BRIGHTRONIX\Transformers | Part | Transformer, dry-type, nonventilated, single phase 480 V primary 120/240 V secondary, 100 kVA | Transformer, dry-type, nonventilated, single phase 480 V primary 120/240 V secondary, 100 kVA | ea | 5550 | 32 | TRNS-2025 | [7 empty] | Yes
39303943 | 2025 COST CATALOG BRIGHTRONIX\Transformers | Part | Transformer, dry-type, low operating temperature (80 Deg. C), single phase 480 V primary 120/240 V secondary, 25 kVA | Transformer, dry-type, low operating temperature (80 Deg. C), single phase 480 V primary 120/240 V secondary, 25 kVA | ea | 4150 | 16 | TRNS-2025 | [7 empty] | Yes
39303944 | 2025 COST CATALOG BRIGHTRONIX\Transformers | Part | Transformer, dry-type, low operating temperature (80 Deg. C), single phase 480 V primary 120/240 V secondary, 37 kVA | Transformer, dry-type, low operating temperature (80 Deg. C), single phase 480 V primary 120/240 V secondary, 37 kVA | ea | 4475 | 20 | TRNS-2025 | [7 empty] | Yes
39303945 | 2025 COST CATALOG BRIGHTRONIX\Transformers | Part | Transformer, dry-type, single phase 240/480 V primary 120/240 V secondary, 75 kVA | Transformer, dry-type, single phase 240/480 V primary 120/240 V secondary, 75 kVA | ea | 4200 | 24.6154 | TRNS-2025 | [7 empty] | Yes
39303946 | 2025 COST CATALOG BRIGHTRONIX\Transformers | Part | Transformer, dry-type, 3 phase 480 V primary 120/208 V secondary, 30 kVA, K-13 rated | Transformer, dry-type, 3 phase 480 V primary 120/208 V secondary, 30 kVA, K-13 rated | ea | 5675 | 17.7778 | TRNS-2025 | [7 empty] | Yes
39303947 | 2025 COST CATALOG BRIGHTRONIX\Transformers | Part | Transformer, dry-type, 3 phase 5 kV primary 277/480 volt secondary, 500 kVA | Transformer, dry-type, 3 phase 5 kV primary 277/480 volt secondary, 500 kVA | ea | 36500 | 57.1429 | TRNS-2025 | [7 empty] | Yes
39303948 | 2025 COST CATALOG BRIGHTRONIX\Transformers | Part | Transformer, dry-type, 3 phase 5 kV primary 277/480 volt secondary, 750 kVA | Transformer, dry-type, 3 phase 5 kV primary 277/480 volt secondary, 750 kVA | ea | 57000 | 62.5 | TRNS-2025 | [7 empty] | Yes
39303949 | 2025 COST CATALOG BRIGHTRONIX\Transformers | Part | Transformer, dry-type, 3 phase 5 kV primary 277/480 volt secondary, 1000 kVA | Transformer, dry-type, 3 phase 5 kV primary 277/480 volt secondary, 1000 kVA | ea | 66500 | 66.6667 | TRNS-2025 | [7 empty] | Yes
39303950 | 2025 COST CATALOG BRIGHTRONIX\Transformers | Part | Transformer, dry-type, 3 phase 5 kV primary 277/480 volt secondary, 1500 kVA | Transformer, dry-type, 3 phase 5 kV primary 277/480 volt secondary, 1500 kVA | ea | 77500 | 74.0741 | TRNS-2025 | [7 empty] | Yes
39303951 | 2025 COST CATALOG BRIGHTRONIX\Transformers | Part | Transformer, dry-type, 3 phase 5 kV primary 277/480 volt secondary, 2000 kVA | Transformer, dry-type, 3 phase 5 kV primary 277/480 volt secondary, 2000 kVA | ea | 91000 | 80 | TRNS-2025 | [7 empty] | Yes
39303952 | 2025 COST CATALOG BRIGHTRONIX\Transformers | Part | Transformer, dry-type, 3 phase 5 kV primary 277/480 volt secondary, 2500 kVA | Transformer, dry-type, 3 phase 5 kV primary 277/480 volt secondary, 2500 kVA | ea | 102500 | 100 | TRNS-2025 | [7 empty] | Yes
39303953 | 2025 COST CATALOG BRIGHTRONIX\Transformers | Part | Transformer, dry-type, 3 phase 15 kV primary 277/480 volt secondary, 112.5 kVA | Transformer, dry-type, 3 phase 15 kV primary 277/480 volt secondary, 112.5 kVA | ea | 26300 | 23.5294 | TRNS-2025 | [7 empty] | Yes
39303954 | 2025 COST CATALOG BRIGHTRONIX\Transformers | Part | Transformer, dry-type, 3 phase 15 kV primary 277/480 volt secondary, 500 kVA | Transformer, dry-type, 3 phase 15 kV primary 277/480 volt secondary, 500 kVA | ea | 50500 | 57.1429 | TRNS-2025 | [7 empty] | Yes
39303955 | 2025 COST CATALOG BRIGHTRONIX\Transformers | Part | Transformer, dry-type, nonventilated, single phase 480 V primary 120/240 V secondary, 37 kVA | Transformer, dry-type, nonventilated, single phase 480 V primary 120/240 V secondary, 37 kVA | ea | 2700 | 21.3333 | TRNS-2025 | [7 empty] | Yes
39303956 | 2025 COST CATALOG BRIGHTRONIX\Transformers | Part | Transformer, dry-type, nonventilated, 3 phase 480 V primary 120/208 V secondary, 150 kVA | Transformer, dry-type, nonventilated, 3 phase 480 V primary 120/208 V secondary, 150 kVA | ea | 18400 | 23.5294 | TRNS-2025 | [7 empty] | Yes
39303957 | 2025 COST CATALOG BRIGHTRONIX\Transformers | Part | Transformer, buck-boost, single phase 120/240 V primary 12/24 V secondary, 0.75 kVA | Transformer, buck-boost, single phase 120/240 V primary 12/24 V secondary, 0.75 kVA | ea | 325 | 2.5806 | TRNS-2025 | [7 empty] | Yes
39303958 | 2025 COST CATALOG BRIGHTRONIX\Transformers | Part | Transformer, buck-boost, single phase 120/240 V primary 12/24 V secondary, 0.50 kVA | Transformer, buck-boost, single phase 120/240 V primary 12/24 V secondary, 0.50 kVA | ea | 253 | 2 | TRNS-2025 | [7 empty] | Yes
39303959 | 2025 COST CATALOG BRIGHTRONIX\Transformers | Part | Transformer, buck-boost, single phase 120/240 V primary 12/24 V secondary, 0.25 kVA | Transformer, buck-boost, single phase 120/240 V primary 12/24 V secondary, 0.25 kVA | ea | 186 | 1.4035 | TRNS-2025 | [7 empty] | Yes
39303960 | 2025 COST CATALOG BRIGHTRONIX\Transformers | Part | Transformer, buck-boost, 3 phase 240 V primary 208/120 V secondary, 225 kVA | Transformer, buck-boost, 3 phase 240 V primary 208/120 V secondary, 225 kVA | ea | 7350 | 20 | TRNS-2025 | [7 empty] | Yes
39303961 | 2025 COST CATALOG BRIGHTRONIX\Transformers | Part | Transformer, buck-boost, single phase 120/240 V primary 12/24 V secondary, 0.10 kVA | Transformer, buck-boost, single phase 120/240 V primary 12/24 V secondary, 0.10 kVA | ea | 127 | 1 | TRNS-2025 | [7 empty] | Yes
39303962 | 2025 COST CATALOG BRIGHTRONIX\Transformers | Part | Transformer, isolation, 3 phase 120/240 V primary 120/208 V secondary, 500 kVA | Transformer, isolation, 3 phase 120/240 V primary 120/208 V secondary, 500 kVA | ea | 38600 | 44.4444 | TRNS-2025 | [7 empty] | Yes
39303963 | 2025 COST CATALOG BRIGHTRONIX\Transformers | Part | Transformer, isolation, 3 phase 120/240 V primary 120/208 V secondary, 300 kVA | Transformer, isolation, 3 phase 120/240 V primary 120/208 V secondary, 300 kVA | ea | 23200 | 36.3636 | TRNS-2025 | [7 empty] | Yes
39303964 | 2025 COST CATALOG BRIGHTRONIX\Transformers | Part | Transformer, isolation, 3 phase 120/240 V primary 120/208 V secondary, 225 kVA | Transformer, isolation, 3 phase 120/240 V primary 120/208 V secondary, 225 kVA | ea | 17400 | 30.7692 | TRNS-2025 | [7 empty] | Yes
39303965 | 2025 COST CATALOG BRIGHTRONIX\Transformers | Part | Transformer, isolation, 3 phase 120/240 V primary 120/208 V secondary, 112.5 kVA | Transformer, isolation, 3 phase 120/240 V primary 120/208 V secondary, 112.5 kVA | ea | 9850 | 22.2222 | TRNS-2025 | [7 empty] | Yes
39303966 | 2025 COST CATALOG BRIGHTRONIX\Transformers | Part | Transformer, isolation, single phase 120/240 V primary 120/240 V secondary, 75 kVA | Transformer, isolation, single phase 120/240 V primary 120/240 V secondary, 75 kVA | ea | 7800 | 24.6154 | TRNS-2025 | [7 empty] | Yes
39303967 | 2025 COST CATALOG BRIGHTRONIX\Transformers | Part | Transformer, isolation, single phase 120/240 V primary 120/240 V secondary, 37.5 kVA | Transformer, isolation, single phase 120/240 V primary 120/240 V secondary, 37.5 kVA | ea | 5200 | 20 | TRNS-2025 | [7 empty] | Yes
39303968 | 2025 COST CATALOG BRIGHTRONIX\Transformers | Part | Transformer, isolation, single phase 120/240 V primary 120/240 V secondary, 25 kVA | Transformer, isolation, single phase 120/240 V primary 120/240 V secondary, 25 kVA | ea | 3150 | 16 | TRNS-2025 | [7 empty] | Yes
39303969 | 2025 COST CATALOG BRIGHTRONIX\Transformers | Part | Transformer, isolation, single phase 120/240 V primary 120/240 V secondary, 15 kVA | Transformer, isolation, single phase 120/240 V primary 120/240 V secondary, 15 kVA | ea | 2175 | 13.3333 | TRNS-2025 | [7 empty] | Yes
39303970 | 2025 COST CATALOG BRIGHTRONIX\Transformers | Part | Transformer, isolation, single phase 120/240 V primary 120/240 V secondary, 10 kVA | Transformer, isolation, single phase 120/240 V primary 120/240 V secondary, 10 kVA | ea | 1700 | 10 | TRNS-2025 | [7 empty] | Yes
39303971 | 2025 COST CATALOG BRIGHTRONIX\Transformers | Part | Transformer, isolation, single phase 120/240 V primary 120/240 V secondary, 7.5 kVA | Transformer, isolation, single phase 120/240 V primary 120/240 V secondary, 7.5 kVA | ea | 1325 | 7.2727 | TRNS-2025 | [7 empty] | Yes
39303972 | 2025 COST CATALOG BRIGHTRONIX\Transformers | Part | Transformer, isolation, single phase 120/240 V primary 120/240 V secondary, 5 kVA | Transformer, isolation, single phase 120/240 V primary 120/240 V secondary, 5 kVA | ea | 1050 | 6.6667 | TRNS-2025 | [7 empty] | Yes
39303973 | 2025 COST CATALOG BRIGHTRONIX\Transformers | Part | Transformer, isolation, single phase 120/240 V primary 120/240 V secondary, 3 kVA | Transformer, isolation, single phase 120/240 V primary 120/240 V secondary, 3 kVA | ea | 800 | 5.7143 | TRNS-2025 | [7 empty] | Yes
39303974 | 2025 COST CATALOG BRIGHTRONIX\Transformers | Part | Transformer, isolation, single phase 120/240 V primary 120/240 V secondary, 2 kVA | Transformer, isolation, single phase 120/240 V primary 120/240 V secondary, 2 kVA | ea | 1500 | 5 | TRNS-2025 | [7 empty] | Yes
39303975 | 2025 COST CATALOG BRIGHTRONIX\Transformers | Part | Transformer, buck-boost, single phase 120/240 V primary 12/24 V secondary, 1.0 kVA | Transformer, buck-boost, single phase 120/240 V primary 12/24 V secondary, 1.0 kVA | ea | 405 | 4 | TRNS-2025 | [7 empty] | Yes
39303976 | 2025 COST CATALOG BRIGHTRONIX\Transformers | Part | Transformer, dry-type, nonventilated, 3 phase 480 V primary 120/208 V secondary, 75 kVA | Transformer, dry-type, nonventilated, 3 phase 480 V primary 120/208 V secondary, 75 kVA | ea | 8950 | 24.6154 | TRNS-2025 | [7 empty] | Yes
39303977 | 2025 COST CATALOG BRIGHTRONIX\Transformers | Part | Transformer, buck-boost, single phase 120/240 V primary 12/24 V secondary, 1.5 kVA | Transformer, buck-boost, single phase 120/240 V primary 12/24 V secondary, 1.5 kVA | ea | 480 | 4.4444 | TRNS-2025 | [7 empty] | Yes
39303978 | 2025 COST CATALOG BRIGHTRONIX\Transformers | Part | Transformer, dry-type, nonventilated, 3 phase 480 V primary 120/208 V secondary, 300 kVA | Transformer, dry-type, nonventilated, 3 phase 480 V primary 120/208 V secondary, 300 kVA | ea | 20300 | 40 | TRNS-2025 | [7 empty] | Yes
39303979 | 2025 COST CATALOG BRIGHTRONIX\Transformers | Part | Transformer, dry-type, low operating temperature (80 Deg. C), 3 phase 480 V primary 120/208 V secondary, 30 kVA | Transformer, dry-type, low operating temperature (80 Deg. C), 3 phase 480 V primary 120/208 V secondary, 30 kVA | ea | 4525 | 17.7778 | TRNS-2025 | [7 empty] | Yes
39303980 | 2025 COST CATALOG BRIGHTRONIX\Transformers | Part | Transformer, dry-type, low operating temperature (80 Deg. C), 3 phase 480 V primary 120/208 V secondary, 45 kVA | Transformer, dry-type, low operating temperature (80 Deg. C), 3 phase 480 V primary 120/208 V secondary, 45 kVA | ea | 5450 | 20 | TRNS-2025 | [7 empty] | Yes
39303981 | 2025 COST CATALOG BRIGHTRONIX\Transformers | Part | Transformer, dry-type, low operating temperature (80 Deg. C), 3 phase 480 V primary 120/208 V secondary, 75 kVA | Transformer, dry-type, low operating temperature (80 Deg. C), 3 phase 480 V primary 120/208 V secondary, 75 kVA | ea | 8225 | 22.8571 | TRNS-2025 | [7 empty] | Yes
39303982 | 2025 COST CATALOG BRIGHTRONIX\Transformers | Part | Transformer, dry-type, low operating temperature (80 Deg. C), 3 phase 480 V primary 120/208 V secondary, 112.5 kVA | Transformer, dry-type, low operating temperature (80 Deg. C), 3 phase 480 V primary 120/208 V secondary, 112.5 kVA | ea | 11000 | 22.2222 | TRNS-2025 | [7 empty] | Yes
39303983 | 2025 COST CATALOG BRIGHTRONIX\Transformers | Part | Transformer, dry-type, low operating temperature (80 Deg. C), 3 phase 480 V primary 120/208 V secondary, 150 kVA | Transformer, dry-type, low operating temperature (80 Deg. C), 3 phase 480 V primary 120/208 V secondary, 150 kVA | ea | 14000 | 23.5294 | TRNS-2025 | [7 empty] | Yes
39303984 | 2025 COST CATALOG BRIGHTRONIX\Transformers | Part | Transformer, dry-type, low operating temperature (80 Deg. C), 3 phase 480 V primary 120/208 V secondary, 225 kVA | Transformer, dry-type, low operating temperature (80 Deg. C), 3 phase 480 V primary 120/208 V secondary, 225 kVA | ea | 19100 | 30.7692 | TRNS-2025 | [7 empty] | Yes
39303985 | 2025 COST CATALOG BRIGHTRONIX\Transformers | Part | Transformer, dry-type, low operating temperature (80 Deg. C), 3 phase 480 V primary 120/208 V secondary, 300 kVA | Transformer, dry-type, low operating temperature (80 Deg. C), 3 phase 480 V primary 120/208 V secondary, 300 kVA | ea | 25700 | 36.3636 | TRNS-2025 | [7 empty] | Yes
39303986 | 2025 COST CATALOG BRIGHTRONIX\Transformers | Part | Transformer, dry-type, nonventilated, 3 phase 480 V primary 120/208 V secondary, 112.5 kVA | Transformer, dry-type, nonventilated, 3 phase 480 V primary 120/208 V secondary, 112.5 kVA | ea | 14700 | 23.5294 | TRNS-2025 | [7 empty] | Yes
39303987 | 2025 COST CATALOG BRIGHTRONIX\Transformers | Part | Transformer, isolation, single phase 120/240 V primary 120/240 V secondary, 0.50 kVA | Transformer, isolation, single phase 120/240 V primary 120/240 V secondary, 0.50 kVA | ea | 375 | 2 | TRNS-2025 | [7 empty] | Yes
39303988 | 2025 COST CATALOG BRIGHTRONIX\Transformers | Part | Transformer, isolation, single phase 120/240 V primary 120/240 V secondary, 1 kVA | Transformer, isolation, single phase 120/240 V primary 120/240 V secondary, 1 kVA | ea | 935 | 4 | TRNS-2025 | [7 empty] | Yes
39303989 | 2025 COST CATALOG BRIGHTRONIX\Transformers | Part | Transformer, buck-boost, 3 phase 240 V primary 208/120 V secondary, 150 kVA | Transformer, buck-boost, 3 phase 240 V primary 208/120 V secondary, 150 kVA | ea | 5625 | 18.1818 | TRNS-2025 | [7 empty] | Yes
39303990 | 2025 COST CATALOG BRIGHTRONIX\Transformers | Part | Transformer, buck-boost, 3 phase 240 V primary 208/120 V secondary, 112.5 kVA | Transformer, buck-boost, 3 phase 240 V primary 208/120 V secondary, 112.5 kVA | ea | 4225 | 14.2857 | TRNS-2025 | [7 empty] | Yes
39303991 | 2025 COST CATALOG BRIGHTRONIX\Transformers | Part | Transformer, buck-boost, 3 phase 240 V primary 208/120 V secondary, 15 kVA | Transformer, buck-boost, 3 phase 240 V primary 208/120 V secondary, 15 kVA | ea | 2100 | 6.6667 | TRNS-2025 | [7 empty] | Yes
39303992 | 2025 COST CATALOG BRIGHTRONIX\Transformers | Part | Transformer, buck-boost, single phase 120/240 V primary 12/24 V secondary, 5.0 kVA | Transformer, buck-boost, single phase 120/240 V primary 12/24 V secondary, 5.0 kVA | ea | 1050 | 6.6667 | TRNS-2025 | [7 empty] | Yes
39303993 | 2025 COST CATALOG BRIGHTRONIX\Transformers | Part | Transformer, buck-boost, single phase 120/240 V primary 12/24 V secondary, 2.0 kVA | Transformer, buck-boost, single phase 120/240 V primary 12/24 V secondary, 2.0 kVA | ea | 605 | 5 | TRNS-2025 | [7 empty] | Yes
39303994 | 2025 COST CATALOG BRIGHTRONIX\Transformers | Part | Transformer, isolation, 3 phase 120/240 V primary 120/208 V secondary, 750 kVA | Transformer, isolation, 3 phase 120/240 V primary 120/208 V secondary, 750 kVA | ea | 39000 | 57.1429 | TRNS-2025 | [7 empty] | Yes
39303995 | 2025 COST CATALOG BRIGHTRONIX\Transformers | Part | Transformer, dry-type, nonventilated, single phase 480 V primary 120/240 V secondary, 25 kVA | Transformer, dry-type, nonventilated, single phase 480 V primary 120/240 V secondary, 25 kVA | ea | 2275 | 17.7778 | TRNS-2025 | [7 empty] | Yes
39303996 | 2025 COST CATALOG BRIGHTRONIX\Transformers | Part | Transformer, dry-type, single phase 240/480 V primary 120/240 V secondary, 167 kVA | Transformer, dry-type, single phase 240/480 V primary 120/240 V secondary, 167 kVA | ea | 9075 | 25 | TRNS-2025 | [7 empty] | Yes
39303997 | 2025 COST CATALOG BRIGHTRONIX\Transformers | Part | Transformer, buck-boost, 3 phase 240 V primary 208/120 V secondary, 45 kVA | Transformer, buck-boost, 3 phase 240 V primary 208/120 V secondary, 45 kVA | ea | 2800 | 11.4286 | TRNS-2025 | [7 empty] | Yes
39303998 | 2025 COST CATALOG BRIGHTRONIX\Transformers | Part | Transformers, 4800 volts to 480/277 volts, 500 kVA | Transformers, 4800 volts to 480/277 volts, 500 kVA | ea | 43900 | 55.5556 | TRNS-2025 | [7 empty] | Yes
39303999 | 2025 COST CATALOG BRIGHTRONIX\Transformers | Part | Transformers, 4800 volts to 480/277 volts, 300 kVA | Transformers, 4800 volts to 480/277 volts, 300 kVA | ea | 33400 | 48.7805 | TRNS-2025 | [7 empty] | Yes
39304000 | 2025 COST CATALOG BRIGHTRONIX\Transformers | Part | Transformer, oil-filled, 15 kV with taps, 480 V secondary 3 phase, 225 kVA, pad mounted | Transformer, oil-filled, 15 kV with taps, 480 V secondary 3 phase, 225 kVA, pad mounted | ea | 10700 | 36.3636 | TRNS-2025 | [7 empty] | Yes
39304001 | 2025 COST CATALOG BRIGHTRONIX\Transformers | Part | Transformer, oil-filled, 15 kV with taps, 480 V secondary 3 phase, 300 kVA, pad mounted | Transformer, oil-filled, 15 kV with taps, 480 V secondary 3 phase, 300 kVA, pad mounted | ea | 13300 | 44.4444 | TRNS-2025 | [7 empty] | Yes
39304002 | 2025 COST CATALOG BRIGHTRONIX\Transformers | Part | Transformer, oil-filled, 15 kV with taps, 480 V secondary 3 phase, 500 kVA, pad mounted | Transformer, oil-filled, 15 kV with taps, 480 V secondary 3 phase, 500 kVA, pad mounted | ea | 19000 | 50 | TRNS-2025 | [7 empty] | Yes
39304003 | 2025 COST CATALOG BRIGHTRONIX\Transformers | Part | Transformer, oil-filled, 15 kV with taps, 480 V secondary 3 phase, 750 kVA, pad mounted | Transformer, oil-filled, 15 kV with taps, 480 V secondary 3 phase, 750 kVA, pad mounted | ea | 24000 | 52.6316 | TRNS-2025 | [7 empty] | Yes
39304004 | 2025 COST CATALOG BRIGHTRONIX\Transformers | Part | Transformer, oil-filled, 15 kV with taps, 480 V secondary 3 phase, 1000 kVA, pad mounted | Transformer, oil-filled, 15 kV with taps, 480 V secondary 3 phase, 1000 kVA, pad mounted | ea | 28500 | 76.9231 | TRNS-2025 | [7 empty] | Yes
39304005 | 2025 COST CATALOG BRIGHTRONIX\Transformers | Part | Transformer, oil-filled, 15 kV with taps, 480 V secondary 3 phase, 1500 kVA, pad mounted | Transformer, oil-filled, 15 kV with taps, 480 V secondary 3 phase, 1500 kVA, pad mounted | ea | 33800 | 86.9565 | TRNS-2025 | [7 empty] | Yes
39304006 | 2025 COST CATALOG BRIGHTRONIX\Transformers | Part | Transformer, oil-filled, 15 kV with taps, 480 V secondary 3 phase, 2000 kVA, pad mounted | Transformer, oil-filled, 15 kV with taps, 480 V secondary 3 phase, 2000 kVA, pad mounted | ea | 42700 | 100 | TRNS-2025 | [7 empty] | Yes
39304007 | 2025 COST CATALOG BRIGHTRONIX\Transformers | Part | Transformer, oil-filled, 15 kV with taps, 480 V secondary 3 phase, 2500 kVA, pad mounted | Transformer, oil-filled, 15 kV with taps, 480 V secondary 3 phase, 2500 kVA, pad mounted | ea | 51500 | 105 | TRNS-2025 | [7 empty] | Yes
39304008 | 2025 COST CATALOG BRIGHTRONIX\Transformers | Part | Transformer, liquid-filled, 5 kV or 15 kV primary, 277/480 V secondary, 3 phase, 500 kVA, pad mounted | Transformer, liquid-filled, 5 kV or 15 kV primary, 277/480 V secondary, 3 phase, 500 kVA, pad mounted | ea | 20800 | 50 | TRNS-2025 | [7 empty] | Yes
39304009 | 2025 COST CATALOG BRIGHTRONIX\Transformers | Part | Transformer, liquid-filled, 5 kV or 15 kV primary, 277/480 V secondary, 3 phase, 750 kVA, pad mounted | Transformer, liquid-filled, 5 kV or 15 kV primary, 277/480 V secondary, 3 phase, 750 kVA, pad mounted | ea | 26900 | 52.6316 | TRNS-2025 | [7 empty] | Yes
39304010 | 2025 COST CATALOG BRIGHTRONIX\Transformers | Part | Transformer, liquid-filled, 5 kV or 15 kV primary, 277/480 V secondary, 3 phase, 1000 kVA, pad mounted | Transformer, liquid-filled, 5 kV or 15 kV primary, 277/480 V secondary, 3 phase, 1000 kVA, pad mounted | ea | 31300 | 76.9231 | TRNS-2025 | [7 empty] | Yes
39304011 | 2025 COST CATALOG BRIGHTRONIX\Transformers | Part | Transformer, liquid-filled, 5 kV or 15 kV primary, 277/480 V secondary, 3 phase, 1500 kVA, pad mounted | Transformer, liquid-filled, 5 kV or 15 kV primary, 277/480 V secondary, 3 phase, 1500 kVA, pad mounted | ea | 36500 | 86.9565 | TRNS-2025 | [7 empty] | Yes
39304012 | 2025 COST CATALOG BRIGHTRONIX\Transformers | Part | Transformer, liquid-filled, 5 kV or 15 kV primary, 277/480 V secondary, 3 phase, 2000 kVA, pad mounted | Transformer, liquid-filled, 5 kV or 15 kV primary, 277/480 V secondary, 3 phase, 2000 kVA, pad mounted | ea | 45200 | 100 | TRNS-2025 | [7 empty] | Yes
39304013 | 2025 COST CATALOG BRIGHTRONIX\Transformers | Part | Transformers, 4800 volts to 480/277 volts, 750 kVA | Transformers, 4800 volts to 480/277 volts, 750 kVA | ea | 49800 | 68.9655 | TRNS-2025 | [7 empty] | Yes
39304014 | 2025 COST CATALOG BRIGHTRONIX\Transformers | Part | Transformer, liquid-filled, 5 kV or 15 kV primary, 277/480 V secondary, 3 phase, 2500 kVA, pad mounted | Transformer, liquid-filled, 5 kV or 15 kV primary, 277/480 V secondary, 3 phase, 2500 kVA, pad mounted | ea | 54000 | 105 | TRNS-2025 | [7 empty] | Yes
39304015 | 2025 COST CATALOG BRIGHTRONIX\Transformers | Part | Circuit breaker, 3 pole, 70 to 100 amp, type FH | Circuit breaker, 3 pole, 70 to 100 amp, type FH | ea | 1475 | 2 | TRNS-2025 | [7 empty] | Yes
39304016 | 2025 COST CATALOG BRIGHTRONIX\Transformers | Part | Transformers, 13,800 volts to 480/277 volts, 112.5 kVA | Transformers, 13,800 volts to 480/277 volts, 112.5 kVA | ea | 35000 | 36.3636 | TRNS-2025 | [7 empty] | Yes
39304017 | 2025 COST CATALOG BRIGHTRONIX\Transformers | Part | Transformers, 13,800 volts to 480/277 volts, 150 kVA | Transformers, 13,800 volts to 480/277 volts, 150 kVA | ea | 35300 | 40.8163 | TRNS-2025 | [7 empty] | Yes
39304018 | 2025 COST CATALOG BRIGHTRONIX\Transformers | Part | Transformers, 13,800 volts to 480/277 volts, 300 kVA | Transformers, 13,800 volts to 480/277 volts, 300 kVA | ea | 41600 | 54.054 | TRNS-2025 | [7 empty] | Yes
39304019 | 2025 COST CATALOG BRIGHTRONIX\Transformers | Part | Transformers, 13,800 volts to 480/277 volts, 500 kVA | Transformers, 13,800 volts to 480/277 volts, 500 kVA | ea | 46000 | 64.5161 | TRNS-2025 | [7 empty] | Yes
39304020 | 2025 COST CATALOG BRIGHTRONIX\Transformers | Part | Transformers, 13,800 volts to 480/277 volts, 750 kVA | Transformers, 13,800 volts to 480/277 volts, 750 kVA | ea | 50500 | 76.9231 | TRNS-2025 | [7 empty] | Yes
39304021 | 2025 COST CATALOG BRIGHTRONIX\Transformers | Part | Circuit breaker, 2 pole, 70 to 100 amp, type FA | Circuit breaker, 2 pole, 70 to 100 amp, type FA | ea | 845 | 1.9048 | TRNS-2025 | [7 empty] | Yes
39304022 | 2025 COST CATALOG BRIGHTRONIX\Transformers | Part | Circuit breaker, 2 pole, 15 to 60 amp, type FH | Circuit breaker, 2 pole, 15 to 60 amp, type FH | ea | 1100 | 1.4286 | TRNS-2025 | [7 empty] | Yes
39304023 | 2025 COST CATALOG BRIGHTRONIX\Transformers | Part | Circuit breaker, 2 pole, 70 to 100 amp, type FH | Circuit breaker, 2 pole, 70 to 100 amp, type FH | ea | 1275 | 1.9048 | TRNS-2025 | [7 empty] | Yes
39304024 | 2025 COST CATALOG BRIGHTRONIX\Transformers | Part | Circuit breaker, 2 pole, 125 to 225 amp, type KA | Circuit breaker, 2 pole, 125 to 225 amp, type KA | ea | 1975 | 2.3529 | TRNS-2025 | [7 empty] | Yes
39304025 | 2025 COST CATALOG BRIGHTRONIX\Transformers | Part | Circuit breaker, 2 pole, 125 to 225 amp, type KH | Circuit breaker, 2 pole, 125 to 225 amp, type KH | ea | 4825 | 2.3529 | TRNS-2025 | [7 empty] | Yes
39304026 | 2025 COST CATALOG BRIGHTRONIX\Transformers | Part | Circuit breaker, 2 pole, 125 to 400 amp, type LA | Circuit breaker, 2 pole, 125 to 400 amp, type LA | ea | 3625 | 3.2 | TRNS-2025 | [7 empty] | Yes
39304027 | 2025 COST CATALOG BRIGHTRONIX\Transformers | Part | Circuit breaker, 2 pole, 125 to 600 amp, type MA | Circuit breaker, 2 pole, 125 to 600 amp, type MA | ea | 5650 | 4.4444 | TRNS-2025 | [7 empty] | Yes
39304028 | 2025 COST CATALOG BRIGHTRONIX\Transformers | Part | Circuit breaker, 2 pole, 700 & 800 amp, type MA | Circuit breaker, 2 pole, 700 & 800 amp, type MA | ea | 7375 | 5.3333 | TRNS-2025 | [7 empty] | Yes
39304029 | 2025 COST CATALOG BRIGHTRONIX\Transformers | Part | Circuit breaker, 3 pole, 70 to 100 amp, type FA | Circuit breaker, 3 pole, 70 to 100 amp, type FA | ea | 1050 | 2 | TRNS-2025 | [7 empty] | Yes
39304030 | 2025 COST CATALOG BRIGHTRONIX\Transformers | Part | Circuit breaker, 3 pole, 15 to 60 amp, type FH | Circuit breaker, 3 pole, 15 to 60 amp, type FH | ea | 1300 | 1.5094 | TRNS-2025 | [7 empty] | Yes
39304031 | 2025 COST CATALOG BRIGHTRONIX\Transformers | Part | Transformer, dry-type, nonventilated, single phase 480 V primary, 120/240 V secondary, 15 kVA | Transformer, dry-type, nonventilated, single phase 480 V primary, 120/240 V secondary, 15 kVA | ea | 1550 | 13.3333 | TRNS-2025 | [7 empty] | Yes
39304032 | 2025 COST CATALOG BRIGHTRONIX\Transformers | Part | Transformers, 4800 volts to 480/277 volts, 150 kVA | Transformers, 4800 volts to 480/277 volts, 150 kVA | ea | 26000 | 35.0877 | TRNS-2025 | [7 empty] | Yes
39304033 | 2025 COST CATALOG BRIGHTRONIX\Transformers | Part | Transformer, dry-type, 3 phase 480 V primary 120/208 V secondary, 225 kVA, K-4 rated | Transformer, dry-type, 3 phase 480 V primary 120/208 V secondary, 225 kVA, K-4 rated | ea | 21900 | 30.7692 | TRNS-2025 | [7 empty] | Yes
39304034 | 2025 COST CATALOG BRIGHTRONIX\Transformers | Part | Transformer, dry-type, 3 phase 480 V primary 120/208 V secondary, 300 kVA, K-4 rated | Transformer, dry-type, 3 phase 480 V primary 120/208 V secondary, 300 kVA, K-4 rated | ea | 28700 | 36.3636 | TRNS-2025 | [7 empty] | Yes
39304035 | 2025 COST CATALOG BRIGHTRONIX\Transformers | Part | Transformer, dry-type, ventilated, 3 phase 480 V primary 120/208 V secondary, 3 kVA | Transformer, dry-type, ventilated, 3 phase 480 V primary 120/208 V secondary, 3 kVA | ea | 1050 | 8 | TRNS-2025 | [7 empty] | Yes
39304036 | 2025 COST CATALOG BRIGHTRONIX\Transformers | Part | Transformer, dry-type, low operating temperature (80 Deg. C), single phase 480 V primary 120/240 V secondary, 100 kVA | Transformer, dry-type, low operating temperature (80 Deg. C), single phase 480 V primary 120/240 V secondary, 100 kVA | ea | 9675 | 29.0909 | TRNS-2025 | [7 empty] | Yes
39304037 | 2025 COST CATALOG BRIGHTRONIX\Transformers | Part | Transformer, dry-type, single phase 240/480 V primary 120/240 V secondary, 2 kVA | Transformer, dry-type, single phase 240/480 V primary 120/240 V secondary, 2 kVA | ea | 540 | 5 | TRNS-2025 | [7 empty] | Yes
39304038 | 2025 COST CATALOG BRIGHTRONIX\Transformers | Part | Transformer, dry-type, single phase 240/480 V primary 120/240 V secondary, 3 kVA | Transformer, dry-type, single phase 240/480 V primary 120/240 V secondary, 3 kVA | ea | 670 | 5.7143 | TRNS-2025 | [7 empty] | Yes
39304039 | 2025 COST CATALOG BRIGHTRONIX\Transformers | Part | Transformer, dry-type, single phase 240/480 V primary 120/240 V secondary, 5 kVA | Transformer, dry-type, single phase 240/480 V primary 120/240 V secondary, 5 kVA | ea | 920 | 6.6667 | TRNS-2025 | [7 empty] | Yes
39304040 | 2025 COST CATALOG BRIGHTRONIX\Transformers | Part | Transformer, dry-type, single phase 240/480 V primary 120/240 V secondary, 7.5 kVA | Transformer, dry-type, single phase 240/480 V primary 120/240 V secondary, 7.5 kVA | ea | 1275 | 7.2727 | TRNS-2025 | [7 empty] | Yes
39304041 | 2025 COST CATALOG BRIGHTRONIX\Transformers | Part | Transformer, dry-type, single phase 240/480 V primary 120/240 V secondary, 10 kVA | Transformer, dry-type, single phase 240/480 V primary 120/240 V secondary, 10 kVA | ea | 1450 | 10 | TRNS-2025 | [7 empty] | Yes
39304042 | 2025 COST CATALOG BRIGHTRONIX\Transformers | Part | Transformer, dry-type, single phase 240/480 V primary 120/240 V secondary, 15 kVA | Transformer, dry-type, single phase 240/480 V primary 120/240 V secondary, 15 kVA | ea | 1975 | 13.3333 | TRNS-2025 | [7 empty] | Yes
39304043 | 2025 COST CATALOG BRIGHTRONIX\Transformers | Part | Transformer, dry-type, single phase 240/480 V primary 120/240 V secondary, 25 kVA | Transformer, dry-type, single phase 240/480 V primary 120/240 V secondary, 25 kVA | ea | 2200 | 16 | TRNS-2025 | [7 empty] | Yes
39304044 | 2025 COST CATALOG BRIGHTRONIX\Transformers | Part | Transformer, dry-type, single phase 240/480 V primary 120/240 V secondary, 37.5 kVA | Transformer, dry-type, single phase 240/480 V primary 120/240 V secondary, 37.5 kVA | ea | 2675 | 20 | TRNS-2025 | [7 empty] | Yes
39304045 | 2025 COST CATALOG BRIGHTRONIX\Transformers | Part | Transformer, dry-type, single phase 240/480 V primary 120/240 V secondary, 50 kVA | Transformer, dry-type, single phase 240/480 V primary 120/240 V secondary, 50 kVA | ea | 3250 | 22.8571 | TRNS-2025 | [7 empty] | Yes
39304046 | 2025 COST CATALOG BRIGHTRONIX\Transformers | Part | Transformer, dry-type, single phase 240/480 V primary 120/240 V secondary, 100 kVA | Transformer, dry-type, single phase 240/480 V primary 120/240 V secondary, 100 kVA | ea | 5475 | 22.2222 | TRNS-2025 | [7 empty] | Yes
39304047 | 2025 COST CATALOG BRIGHTRONIX\Transformers | Part | Transformer, dry-type, 3 phase 480 V primary 120/208 V secondary, 150 kVA, K-4 rated | Transformer, dry-type, 3 phase 480 V primary 120/208 V secondary, 150 kVA, K-4 rated | ea | 15700 | 23.5294 | TRNS-2025 | [7 empty] | Yes
39304048 | 2025 COST CATALOG BRIGHTRONIX\Transformers | Part | Transformers, 4800 volts to 480/277 volts, 112.5 kVA | Transformers, 4800 volts to 480/277 volts, 112.5 kVA | ea | 22800 | 30.7692 | TRNS-2025 | [7 empty] | Yes
39304049 | 2025 COST CATALOG BRIGHTRONIX\Transformers | Part | Transformer, dry-type, 3 phase 480 V primary 120/208 V secondary, 112.5 kVA, K-4 rated | Transformer, dry-type, 3 phase 480 V primary 120/208 V secondary, 112.5 kVA, K-4 rated | ea | 12000 | 22.2222 | TRNS-2025 | [7 empty] | Yes
39304050 | 2025 COST CATALOG BRIGHTRONIX\Transformers | Part | Transformer, dry-type, 3 phase 480 V primary 120/208 V secondary, 45 kVA, K-4 rated | Transformer, dry-type, 3 phase 480 V primary 120/208 V secondary, 45 kVA, K-4 rated | ea | 6000 | 20 | TRNS-2025 | [7 empty] | Yes
39304051 | 2025 COST CATALOG BRIGHTRONIX\Transformers | Part | Transformers, 4800 volts to 480/277 volts, 225 kVA | Transformers, 4800 volts to 480/277 volts, 225 kVA | ea | 29900 | 41.6667 | TRNS-2025 | [7 empty] | Yes
39304052 | 2025 COST CATALOG BRIGHTRONIX\Transformers | Part | Transformer, liquid-filled, 5 kV or 15 kV primary, 277/480 V secondary, 3 phase, 300 kVA, pad mounted | Transformer, liquid-filled, 5 kV or 15 kV primary, 277/480 V secondary, 3 phase, 300 kVA, pad mounted | ea | 16500 | 44.4444 | TRNS-2025 | [7 empty] | Yes
39304053 | 2025 COST CATALOG BRIGHTRONIX\Transformers | Part | Circuit breaker, 3 pole, 125 to 400 amp, type LA | Circuit breaker, 3 pole, 125 to 400 amp, type LA | ea | 4400 | 3.4783 | TRNS-2025 | [7 empty] | Yes
39304054 | 2025 COST CATALOG BRIGHTRONIX\Transformers | Part | Transformer, dry-type, ventilated, 3 phase 480 V primary 120/208 V secondary, 9 kVA | Transformer, dry-type, ventilated, 3 phase 480 V primary 120/208 V secondary, 9 kVA | ea | 1175 | 11.4286 | TRNS-2025 | [7 empty] | Yes
39304055 | 2025 COST CATALOG BRIGHTRONIX\Transformers | Part | Transformer, dry-type, ventilated, 3 phase 480 V primary 120/208 V secondary, 15 kVA | Transformer, dry-type, ventilated, 3 phase 480 V primary 120/208 V secondary, 15 kVA | ea | 1500 | 14.5455 | TRNS-2025 | [7 empty] | Yes
39304056 | 2025 COST CATALOG BRIGHTRONIX\Transformers | Part | Transformer, dry-type, ventilated, 3 phase 480 V primary 120/208 V secondary, 30 kVA | Transformer, dry-type, ventilated, 3 phase 480 V primary 120/208 V secondary, 30 kVA | ea | 1475 | 17.7778 | TRNS-2025 | [7 empty] | Yes
39304057 | 2025 COST CATALOG BRIGHTRONIX\Transformers | Part | Transformer, dry-type, ventilated, 3 phase 480 V primary 120/208 V secondary, 45 kVA | Transformer, dry-type, ventilated, 3 phase 480 V primary 120/208 V secondary, 45 kVA | ea | 1750 | 20 | TRNS-2025 | [7 empty] | Yes
39304058 | 2025 COST CATALOG BRIGHTRONIX\Transformers | Part | Transformer, dry-type, 3 phase 480 V primary 120/208 V secondary, 1000 kVA | Transformer, dry-type, 3 phase 480 V primary 120/208 V secondary, 1000 kVA | ea | 24900 | 62.5 | TRNS-2025 | [7 empty] | Yes
39304059 | 2025 COST CATALOG BRIGHTRONIX\Transformers | Part | Transformer, dry-type, 3 phase 480 V primary 120/208 V secondary, 15 kVA, K-4 rated | Transformer, dry-type, 3 phase 480 V primary 120/208 V secondary, 15 kVA, K-4 rated | ea | 3325 | 14.5455 | TRNS-2025 | [7 empty] | Yes
39304060 | 2025 COST CATALOG BRIGHTRONIX\Transformers | Part | Transformer, dry-type, 3 phase 480 V primary 120/208 V secondary, 30 kVA, K-4 rated | Transformer, dry-type, 3 phase 480 V primary 120/208 V secondary, 30 kVA, K-4 rated | ea | 5000 | 17.7778 | TRNS-2025 | [7 empty] | Yes
39304061 | 2025 COST CATALOG BRIGHTRONIX\Transformers | Part | Transformer, dry-type, 3 phase 480 V primary 120/208 V secondary, 75 kVA, K-4 rated | Transformer, dry-type, 3 phase 480 V primary 120/208 V secondary, 75 kVA, K-4 rated | ea | 9050 | 22.8571 | TRNS-2025 | [7 empty] | Yes
39304062 | 2025 COST CATALOG BRIGHTRONIX\Transformers | Part | Transformer, buck-boost, 3 phase 240 V primary 208/120 V secondary, 300 kVA | Transformer, buck-boost, 3 phase 240 V primary 208/120 V secondary, 300 kVA | ea | 9950 | 22.2222 | TRNS-2025 | [7 empty] | Yes
39304063 | 2025 COST CATALOG BRIGHTRONIX\Transformers | Part | Transformer, dry-type, 3 phase 5 kV primary 277/480 volt secondary, 3000 kVA | Transformer, dry-type, 3 phase 5 kV primary 277/480 volt secondary, 3000 kVA | ea | 134500 | 111 | TRNS-2025 | [7 empty] | Yes
39304064 | 2025 COST CATALOG BRIGHTRONIX\Transformers | Part | Transformer, buck-boost, 3 phase 240 V primary 208/120 V secondary, 30 kVA | Transformer, buck-boost, 3 phase 240 V primary 208/120 V secondary, 30 kVA | ea | 2350 | 10 | TRNS-2025 | [7 empty] | Yes
39304065 | 2025 COST CATALOG BRIGHTRONIX\Transformers | Part | Transformers, 13,800 volts to 480/277 volts, 75 kVA | Transformers, 13,800 volts to 480/277 volts, 75 kVA | ea | 26300 | 32.7869 | TRNS-2025 | [7 empty] | Yes
39304066 | 2025 COST CATALOG BRIGHTRONIX\Transformers | Part | Transformer, dry-type, 3 phase 2400 V primary 480 volt secondary, 750 kVA | Transformer, dry-type, 3 phase 2400 V primary 480 volt secondary, 750 kVA | ea | 52500 | 62.5 | TRNS-2025 | [7 empty] | Yes
39304067 | 2025 COST CATALOG BRIGHTRONIX\Transformers | Part | Transformer, dry-type, 3 phase 480 V primary 120/208 V secondary, 150 kVA | Transformer, dry-type, 3 phase 480 V primary 120/208 V secondary, 150 kVA | ea | 4750 | 23.5294 | TRNS-2025 | [7 empty] | Yes
39304068 | 2025 COST CATALOG BRIGHTRONIX\Transformers | Part | Circuit breaker, 2 pole, 15 to 60 amp, type FA | Circuit breaker, 2 pole, 15 to 60 amp, type FA | ea | 670 | 1.4286 | TRNS-2025 | [7 empty] | Yes
39304069 | 2025 COST CATALOG BRIGHTRONIX\Transformers | Part | Transformer, dry-type, 3 phase 15 kV primary 277/480 volt secondary, 2000 kVA | Transformer, dry-type, 3 phase 15 kV primary 277/480 volt secondary, 2000 kVA | ea | 96500 | 80 | TRNS-2025 | [7 empty] | Yes
39304070 | 2025 COST CATALOG BRIGHTRONIX\Transformers | Part | Transformer, dry-type, 3 phase 15 kV primary 277/480 volt secondary, 2500 kVA | Transformer, dry-type, 3 phase 15 kV primary 277/480 volt secondary, 2500 kVA | ea | 111500 | 100 | TRNS-2025 | [7 empty] | Yes
39304071 | 2025 COST CATALOG BRIGHTRONIX\Transformers | Part | Transformer, dry-type, 3 phase 15 kV primary 277/480 volt secondary, 3000 kVA | Transformer, dry-type, 3 phase 15 kV primary 277/480 volt secondary, 3000 kVA | ea | 133000 | 111 | TRNS-2025 | [7 empty] | Yes
39304072 | 2025 COST CATALOG BRIGHTRONIX\Transformers | Part | Transformer, buck-boost, single phase 120/240 V primary 12/24 V secondary, 3.0 kVA | Transformer, buck-boost, single phase 120/240 V primary 12/24 V secondary, 3.0 kVA | ea | 805 | 5.7143 | TRNS-2025 | [7 empty] | Yes
39304073 | 2025 COST CATALOG BRIGHTRONIX\Transformers | Part | Transformer, dry-type, nonventilated, 3 phase 480 V primary 120/208 V secondary, 225 kVA | Transformer, dry-type, nonventilated, 3 phase 480 V primary 120/208 V secondary, 225 kVA | ea | 20500 | 33.3333 | TRNS-2025 | [7 empty] | Yes
39304074 | 2025 COST CATALOG BRIGHTRONIX\Transformers | Part | Transformer, buck-boost, 3 phase 240 V primary 208/120 V secondary, 75 kVA | Transformer, buck-boost, 3 phase 240 V primary 208/120 V secondary, 75 kVA | ea | 3400 | 13.3333 | TRNS-2025 | [7 empty] | Yes
39304075 | 2025 COST CATALOG BRIGHTRONIX\Transformers | Part | Transformer, dry-type, single phase 240/480 V primary 120/240 V secondary, 1 kVA | Transformer, dry-type, single phase 240/480 V primary 120/240 V secondary, 1 kVA | ea | 340 | 4 | TRNS-2025 | [7 empty] | Yes
39304076 | 2025 COST CATALOG BRIGHTRONIX\Transformers | Part | Transformer, dry-type, 3 phase 480 V primary 120/208 V secondary, 112.5 kVA | Transformer, dry-type, 3 phase 480 V primary 120/208 V secondary, 112.5 kVA | ea | 3925 | 22.2222 | TRNS-2025 | [7 empty] | Yes
39304077 | 2025 COST CATALOG BRIGHTRONIX\Transformers | Part | Transformer, dry-type, 3 phase 480 V primary 120/208 V secondary, 225 kVA | Transformer, dry-type, 3 phase 480 V primary 120/208 V secondary, 225 kVA | ea | 6975 | 30.7692 | TRNS-2025 | [7 empty] | Yes
39304078 | 2025 COST CATALOG BRIGHTRONIX\Transformers | Part | Transformer, dry-type, 3 phase 480 V primary 120/208 V secondary, 500 kVA | Transformer, dry-type, 3 phase 480 V primary 120/208 V secondary, 500 kVA | ea | 14500 | 44.4444 | TRNS-2025 | [7 empty] | Yes
39304079 | 2025 COST CATALOG BRIGHTRONIX\Transformers | Part | Transformer, dry-type, 3 phase 480 V primary 120/208 V secondary, 750 kVA | Transformer, dry-type, 3 phase 480 V primary 120/208 V secondary, 750 kVA | ea | 21100 | 57.1429 | TRNS-2025 | [7 empty] | Yes
39560530 | 2025 COST CATALOG BRIGHTRONIX\Transformers | Part | 112.5 Kva 480 Volt Primary, 208/120 Volt Secondary | 112.5 Kva 480 Volt Primary, 208/120 Volt Secondary | ea | 12800 | 4.25 | TRNS-2025 | [7 empty] | Yes
39304083 | 2025 COST CATALOG BRIGHTRONIX\Trenching & Excavation copy | Part | 24" X 24" X 36" Pit Excavation By Pit Size | Includes labor and equipment costs per each pit excavated without obstructions | ea | 37 | 0.21 | TRENCH-2025 | [7 empty] | Yes
39304085 | 2025 COST CATALOG BRIGHTRONIX\Trenching & Excavation copy | Part | 24" X 18" Trenching Per Linear Foot | [Dir Pit] Includes labor and equipment costs per foot without obstructions | ft | 0 | 0.06 | TRENCH-2025 | [7 empty] | Yes
39304087 | 2025 COST CATALOG BRIGHTRONIX\Trenching & Excavation copy | Part | 30" X 48" Trenching Per Linear Foot | [Pavement Pit] Includes labor and equipment costs per foot without obstructions | ft | 0 | 0.11 | TRENCH-2025 | [7 empty] | Yes
39304088 | 2025 COST CATALOG BRIGHTRONIX\Trenching & Excavation copy | Part | 24" X 48" X 24" Pit Excavation By Pit Size | Includes labor and equipment costs per each pit excavated without obstructions | ea | 28.2 | 0.2 | TRENCH-2025 | [7 empty] | Yes
39304090 | 2025 COST CATALOG BRIGHTRONIX\Trenching & Excavation copy | Part | 24" X 24" X 24" Pit Excavation By Pit Size | Includes labor and equipment costs per each pit excavated without obstructions | ea | 14 | 0.14 | TRENCH-2025 | [7 empty] | Yes
39304092 | 2025 COST CATALOG BRIGHTRONIX\Trenching & Excavation copy | Part | 24" X 48" X 36" Pit Excavation By Pit Size | Includes labor and equipment costs per each pit excavated without obstructions | ea | 49.2 | 0.3 | TRENCH-2025 | [7 empty] | Yes
39304093 | 2025 COST CATALOG BRIGHTRONIX\Trenching & Excavation copy | Part | 24" X 24" X 48" Pit Excavation By Pit Size | Includes labor and equipment costs per each pit excavated without obstructions | ea | 70.6 | 0.28 | TRENCH-2025 | [7 empty] | Yes
39304094 | 2025 COST CATALOG BRIGHTRONIX\Trenching & Excavation copy | Part | 24" X 60" Trenching Per Linear Foot | [Pavement Pit] Includes labor and equipment costs per foot without obstructions | ft | 0 | 0.12 | TRENCH-2025 | [7 empty] | Yes
39304095 | 2025 COST CATALOG BRIGHTRONIX\Trenching & Excavation copy | Part | 36" X 60" Trenching Per Linear Foot | [Pavement Pit] Includes labor and equipment costs per foot without obstructions | ft | 0 | 0.14 | TRENCH-2025 | [7 empty] | Yes
39304096 | 2025 COST CATALOG BRIGHTRONIX\Trenching & Excavation copy | Part | 30" X 60" Trenching Per Linear Foot | [Pavement Pit] Includes labor and equipment costs per foot without obstructions | ft | 0 | 0.13 | TRENCH-2025 | [7 empty] | Yes
39304099 | 2025 COST CATALOG BRIGHTRONIX\Trenching & Excavation copy | Part | 18" X 48" Trenching Per Linear Foot | [Pavement Pit] Includes labor and equipment costs per foot without obstructions | ft | 0 | 0.085 | TRENCH-2025 | [7 empty] | Yes
39304100 | 2025 COST CATALOG BRIGHTRONIX\Trenching & Excavation copy | Part | 24" X 24" Trenching Per Linear Foot | [Dir Pit] Includes labor and equipment costs per foot without obstructions | ft | 0 | 0.07 | TRENCH-2025 | [7 empty] | Yes
39304102 | 2025 COST CATALOG BRIGHTRONIX\Trenching & Excavation copy | Part | 18" X 18" Trenching Per Linear Foot | [Dir Pit] Includes labor and equipment costs per foot without obstructions | ft | 0 | 0.05 | TRENCH-2025 | [7 empty] | Yes
39304103 | 2025 COST CATALOG BRIGHTRONIX\Trenching & Excavation copy | Part | 12" X 18" Trenching Per Linear Foot | [Dir Pit] Includes labor and equipment costs per foot without obstructions | ft | 0 | 0.04 | TRENCH-2025 | [7 empty] | Yes
39304105 | 2025 COST CATALOG BRIGHTRONIX\Trenching & Excavation copy | Part | 12" X 24" Trenching Per Linear Foot | [Dir Pit] Includes labor and equipment costs per foot without obstructions | ft | 0 | 0.05 | TRENCH-2025 | [7 empty] | Yes
39304106 | 2025 COST CATALOG BRIGHTRONIX\Trenching & Excavation copy | Part | 18" X 24" Trenching Per Linear Foot | [Dir Pit] Includes labor and equipment costs per foot without obstructions | ft | 0 | 0.06 | TRENCH-2025 | [7 empty] | Yes
39304107 | 2025 COST CATALOG BRIGHTRONIX\Trenching & Excavation copy | Part | 24" X 48" X 48" Pit Excavation By Pit Size | Includes labor and equipment costs per each pit excavated without obstructions | ea | 210 | 0.4 | TRENCH-2025 | [7 empty] | Yes
39304109 | 2025 COST CATALOG BRIGHTRONIX\Trenching & Excavation copy | Part | 12" X 48" Trenching Per Linear Foot | [Pavement Pit] Includes labor and equipment costs per foot without obstructions | ft | 0 | 0.08 | TRENCH-2025 | [7 empty] | Yes
39304114 | 2025 COST CATALOG BRIGHTRONIX\Trenching & Excavation copy | Part | 30" X 40" Trenching Per Linear Foot | [Pavement Pit] Includes labor and equipment costs per foot without obstructions | ft | 0 | 0.1 | TRENCH-2025 | [7 empty] | Yes
39304118 | 2025 COST CATALOG BRIGHTRONIX\Trenching & Excavation copy | Part | 24" X 12" Trenching Per Linear Foot | [Dir Pit] Includes labor and equipment costs per foot without obstructions | ft | 0 | 0.05 | TRENCH-2025 | [7 empty] | Yes
39304119 | 2025 COST CATALOG BRIGHTRONIX\Trenching & Excavation copy | Part | 18" X 36" Trenching Per Linear Foot | [Pavement Pit] Includes labor and equipment costs per foot without obstructions | ft | 0 | 0.07 | TRENCH-2025 | [7 empty] | Yes
39304123 | 2025 COST CATALOG BRIGHTRONIX\Trenching & Excavation copy | Part | 24" X 54" Trenching Per Linear Foot | [Pavement Pit] Includes labor and equipment costs per foot without obstructions | ft | 0 | 0.11 | TRENCH-2025 | [7 empty] | Yes
39304125 | 2025 COST CATALOG BRIGHTRONIX\Trenching & Excavation copy | Part | 36" X 54" Trenching Per Linear Foot | [Pavement Pit] Includes labor and equipment costs per foot without obstructions | ft | 0 | 0.13 | TRENCH-2025 | [7 empty] | Yes
39304126 | 2025 COST CATALOG BRIGHTRONIX\Trenching & Excavation copy | Part | 30" X 54" Trenching Per Linear Foot | [Pavement Pit] Includes labor and equipment costs per foot without obstructions | ft | 0 | 0.12 | TRENCH-2025 | [7 empty] | Yes
39304127 | 2025 COST CATALOG BRIGHTRONIX\Trenching & Excavation copy | Part | 12" X 12" Trenching Per Linear Foot | [Dir Pit] Includes labor and equipment costs per foot without obstructions | ft | 0 | 0.02 | TRENCH-2025 | [7 empty] | Yes
39798597 | 2025 COST CATALOG BRIGHTRONIX\Trenching & Excavation copy | Part | 24" X 48" Trenching Per Linear Foot | [Pavement Pit] Includes labor and equipment costs per foot without obstructions | ft | 0 | 0.09 | TRENCH-2025 | [7 empty] | Yes
39304128 | 2025 COST CATALOG BRIGHTRONIX\Wire & Cable | Part | #600 KCMIL Type THHN 600 Volt Stranded Copper Building Wire | #600 KCMIL Type THHN 600 Volt Stranded Copper Building Wire | ft | 21.25 | 0.03 | CU-2025 | [7 empty] | Yes
39304129 | 2025 COST CATALOG BRIGHTRONIX\Wire & Cable | Part | #12 Type THHN 600 Volt Stranded Copper Building Wire | #12 Type THHN 600 Volt Stranded Copper Building Wire | ft | 0.27 | 0.007 | CU-2025 | [7 empty] | Yes
39304130 | 2025 COST CATALOG BRIGHTRONIX\Wire & Cable | Part | #4 Type THHN 600 Volt Stranded Copper Building Wire | #4 Type THHN 600 Volt Stranded Copper Building Wire | ft | 1.75 | 0.012 | CU-2025 | [7 empty] | Yes
39304132 | 2025 COST CATALOG BRIGHTRONIX\Wire & Cable | Part | #750 KCMIL Type THHN-THWN 600 Volt 90 Degree Stranded Aluminum Wire | #750 KCMIL Type THHN-THWN 600 Volt 90 Degree Stranded Aluminum Wire | ft | 4.85 | 0.025 | ALU-2025 | [7 empty] | Yes
39304133 | 2025 COST CATALOG BRIGHTRONIX\Wire & Cable | Part | #500 KCMIL Type THHN-THWN 600 Volt 90 Degree Stranded Aluminum Wire | #500 KCMIL Type THHN-THWN 600 Volt 90 Degree Stranded Aluminum Wire | ft | 3.23 | 0.022 | ALU-2025 | [7 empty] | Yes
39304134 | 2025 COST CATALOG BRIGHTRONIX\Wire & Cable | Part | #350 KCMIL Type THHN-THWN 600 Volt 90 Degree Stranded Aluminum Wire | #350 KCMIL Type THHN-THWN 600 Volt 90 Degree Stranded Aluminum Wire | ft | 2.55 | 0.02 | ALU-2025 | [7 empty] | Yes
39304135 | 2025 COST CATALOG BRIGHTRONIX\Wire & Cable | Part | #8 Type THHN 600 Volt Stranded Copper Building Wire | #8 Type THHN 600 Volt Stranded Copper Building Wire | ft | 0.75 | 0.009 | CU-2025 | [7 empty] | Yes
39304137 | 2025 COST CATALOG BRIGHTRONIX\Wire & Cable | Part | #4/0 Type THHN-THWN 600 Volt 90 Degree Stranded Aluminum Wire | #4/0 Type THHN-THWN 600 Volt 90 Degree Stranded Aluminum Wire | ft | 1.48 | 0.016 | ALU-2025 | [7 empty] | Yes
39304138 | 2025 COST CATALOG BRIGHTRONIX\Wire & Cable | Part | #4/0 Type THHN 600 Volt Stranded Copper Building Wire | #4/0 Type THHN 600 Volt Stranded Copper Building Wire | ft | 7.4 | 0.018 | CU-2025 | [7 empty] | Yes
39304139 | 2025 COST CATALOG BRIGHTRONIX\Wire & Cable | Part | #350 KCMIL Type THHN 600 Volt Stranded Copper Building Wire | #350 KCMIL Type THHN 600 Volt Stranded Copper Building Wire | ft | 12.02 | 0.024 | CU-2025 | [7 empty] | Yes
39304140 | 2025 COST CATALOG BRIGHTRONIX\Wire & Cable | Part | #2/0 Type THHN 600 Volt Stranded Copper Building Wire | #2/0 Type THHN 600 Volt Stranded Copper Building Wire | ft | 4.74 | 0.016 | CU-2025 | [7 empty] | Yes
39304141 | 2025 COST CATALOG BRIGHTRONIX\Wire & Cable | Part | #1/0 Type THHN 600 Volt Stranded Copper Building Wire | #1/0 Type THHN 600 Volt Stranded Copper Building Wire | ft | 3.81 | 0.015 | CU-2025 | [7 empty] | Yes
39304143 | 2025 COST CATALOG BRIGHTRONIX\Wire & Cable | Part | #1 Type THHN-THWN 600 Volt 90 Degree Stranded Aluminum Wire | #1 Type THHN-THWN 600 Volt 90 Degree Stranded Aluminum Wire | ft | 0.81 | 0.012 | ALU-2025 | [7 empty] | Yes
39304144 | 2025 COST CATALOG BRIGHTRONIX\Wire & Cable | Part | #1/0 Type THHN-THWN 600 Volt 90 Degree Stranded Aluminum Wire | #1/0 Type THHN-THWN 600 Volt 90 Degree Stranded Aluminum Wire | ft | 0.91 | 0.013 | ALU-2025 | [7 empty] | Yes
39304145 | 2025 COST CATALOG BRIGHTRONIX\Wire & Cable | Part | #3/0 Type THHN-THWN 600 Volt 90 Degree Stranded Aluminum Wire | #3/0 Type THHN-THWN 600 Volt 90 Degree Stranded Aluminum Wire | ft | 1.3 | 0.015 | ALU-2025 | [7 empty] | Yes
39304146 | 2025 COST CATALOG BRIGHTRONIX\Wire & Cable | Part | #400 KCMIL Type THHN-THWN 600 Volt 90 Degree Stranded Aluminum Wire | #400 KCMIL Type THHN-THWN 600 Volt 90 Degree Stranded Aluminum Wire | ft | 2.91 | 0.021 | ALU-2025 | [7 empty] | Yes
39304147 | 2025 COST CATALOG BRIGHTRONIX\Wire & Cable | Part | #4 Type THHN-THWN 600 Volt 90 Degree Stranded Aluminum Wire | #4 Type THHN-THWN 600 Volt 90 Degree Stranded Aluminum Wire | ft | 0.46 | 0.01 | ALU-2025 | [7 empty] | Yes
39304151 | 2025 COST CATALOG BRIGHTRONIX\Wire & Cable | Part | #6 Type THHN-THWN 600 Volt 90 Degree Stranded Aluminum Wire | #6 Type THHN-THWN 600 Volt 90 Degree Stranded Aluminum Wire | ft | 0.37 | 0.009 | ALU-2025 | [7 empty] | Yes
39304156 | 2025 COST CATALOG BRIGHTRONIX\Wire & Cable | Part | #250 KCMIL Type THHN 600 Volt Stranded Copper Building Wire | #250 KCMIL Type THHN 600 Volt Stranded Copper Building Wire | ft | 8.56 | 0.02 | CU-2025 | [7 empty] | Yes
39304168 | 2025 COST CATALOG BRIGHTRONIX\Wire & Cable | Part | #1 Type THHN 600 Volt Stranded Copper Building Wire | #1 Type THHN 600 Volt Stranded Copper Building Wire | ft | 3.13 | 0.014 | CU-2025 | [7 empty] | Yes
39304174 | 2025 COST CATALOG BRIGHTRONIX\Wire & Cable | Part | #6 Type THHN 600 Volt Stranded Copper Building Wire | #6 Type THW 600 Volt Stranded Copper Building Wire | ft | 1.15 | 0.01 | CU-2025 | [7 empty] | Yes
39304175 | 2025 COST CATALOG BRIGHTRONIX\Wire & Cable | Part | #400 KCMIL Type THHN 600 Volt Stranded Copper Building Wire | #400 KCMIL Type THHN 600 Volt Stranded Copper Building Wire | ft | 13.66 | 0.025 | CU-2025 | [7 empty] | Yes
39304176 | 2025 COST CATALOG BRIGHTRONIX\Wire & Cable | Part | #250 KCMIL Type THHN-THWN 600 Volt 90 Degree Stranded Aluminum Wire | #250 KCMIL Type THHN-THWN 600 Volt 90 Degree Stranded Aluminum Wire | ft | 1.81 | 0.018 | ALU-2025 | [7 empty] | Yes
39304179 | 2025 COST CATALOG BRIGHTRONIX\Wire & Cable | Part | #3/0 Type THHN 600 Volt Stranded Copper Building Wire | #3/0 Type THHN 600 Volt Stranded Copper Building Wire | ft | 5.96 | 0.017 | CU-2025 | [7 empty] | Yes
39304192 | 2025 COST CATALOG BRIGHTRONIX\Wire & Cable | Part | #10 Type THHN 600 Volt Stranded Copper Building Wire | #10 Type THHN 600 Volt Stranded Copper Building Wire | ft | 0.4 | 0.008 | CU-2025 | [7 empty] | Yes
39304193 | 2025 COST CATALOG BRIGHTRONIX\Wire & Cable | Part | #2 Type THHN-THWN 600 Volt 90 Degree Stranded Aluminum Wire | #2 Type THHN-THWN 600 Volt 90 Degree Stranded Aluminum Wire | ft | 0.59 | 0.011 | ALU-2025 | [7 empty] | Yes
39304194 | 2025 COST CATALOG BRIGHTRONIX\Wire & Cable | Part | #2/0 Type THHN-THWN 600 Volt 90 Degree Stranded Aluminum Wire | #2/0 Type THHN-THWN 600 Volt 90 Degree Stranded Aluminum Wire | ft | 1.05 | 0.014 | ALU-2025 | [7 empty] | Yes
39304195 | 2025 COST CATALOG BRIGHTRONIX\Wire & Cable | Part | #500 KCMIL Type THHN 600 Volt Stranded Copper Building Wire | #500 KCMIL Type THHN 600 Volt Stranded Copper Building Wire | ft | 17.23 | 0.026 | CU-2025 | [7 empty] | Yes
39304196 | 2025 COST CATALOG BRIGHTRONIX\Wire & Cable | Part | #2 Type THHN 600 Volt Stranded Copper Building Wire | #2 Type THHN 600 Volt Stranded Copper Building Wire | ft | 2.75 | 0.013 | CU-2025 | [7 empty] | Yes
39304197 | 2025 COST CATALOG BRIGHTRONIX\Wire & Cable | Part | Pullstring | Pullstring | ft | 0.05 | 0.0159 | PullStg-2025 | [7 empty] | Yes
39304200 | 2025 COST CATALOG BRIGHTRONIX\Wire & Cable | Part | #3 Type THHN 600 Volt Stranded Copper Building Wire | #3 Type THHN 600 Volt Stranded Copper Building Wire | ft | 2.2 | 0.0134 | CU-2025 | [7 empty] | Yes
39304201 | 2025 COST CATALOG BRIGHTRONIX\Wire & Cable | Part | #300 KCMIL Type THHN 600 Volt Stranded Copper Building Wire | #300 KCMIL Type THHN 600 Volt Stranded Copper Building Wire | ft | 10.44 | 0.023 | CU-2025 | [7 empty] | Yes
39560798 | 2025 COST CATALOG BRIGHTRONIX\Wire & Cable | Part | SO Cord Spring |  | ea | 17.1 | 1 | [8 empty] | Yes
39582069 | 2025 COST CATALOG BRIGHTRONIX\Wire & Cable | Part | #600 KCMIL Type THHN-THWN 600 Volt 90 Degree Stranded Aluminum Wire | #600 KCMIL Type THHN-THWN 600 Volt 90 Degree Stranded Aluminum Wire | ft | 4.15 | 0.022 | ALU-2025 | [7 empty] | Yes
39582153 | 2025 COST CATALOG BRIGHTRONIX\Wire & Cable | Part | #300 KCMIL Type THHN-THWN 600 Volt 90 Degree Stranded Aluminum Wire | #300 KCMIL Type THHN-THWN 600 Volt 90 Degree Stranded Aluminum Wire | ft | 2.5 | 0.02 | ALU-2025 | [7 empty] | Yes
39582158 | 2025 COST CATALOG BRIGHTRONIX\Wire & Cable | Part | #700 KCMIL Type THHN-THWN 600 Volt 90 Degree Stranded Aluminum Wire | #700 KCMIL Type THHN-THWN 600 Volt 90 Degree Stranded Aluminum Wire | ft | 5 | 0.025 | ALU-2025 | [7 empty] | Yes
39589167 | 2025 COST CATALOG BRIGHTRONIX\Wire & Cable | Part | 1/0 AWG XHHW-2 Stranded Copper | 1/0 AWG XHHW-2 Stranded Copper Black, Cut to Length | ft | 4.49 | 0.02 | CU-2025 | [7 empty] | Yes
39589168 | 2025 COST CATALOG BRIGHTRONIX\Wire & Cable | Part | 2 AWG XHHW Stranded Copper | 2 AWG XHHW Stranded Copper, Black, Cut to Length | ft | 3 | 0.02 | CU-2025 | [7 empty] | Yes
39589169 | 2025 COST CATALOG BRIGHTRONIX\Wire & Cable | Part | 4/0 AWG XHHW-2 Stranded Copper | 4/0 AWG XHHW-2 Stranded Copper Black, Cut to Length | ft | 7.3379 | 0.02 | CU-2025 | [7 empty] | Yes
39589170 | 2025 COST CATALOG BRIGHTRONIX\Wire & Cable | Part | 500 MCM XHHW-2 Stranded Copper | 500 MCM XHHW-2 Stranded Copper Black, Cut to Length | ft | 16.2626 | 0.02 | CU-2025 | [7 empty] | Yes
39589171 | 2025 COST CATALOG BRIGHTRONIX\Wire & Cable | Part | 600 MCM XHHW Stranded Copper | 600 MCM XHHW Stranded Copper, Black, Cut to Length | ft | 23.28 | 0.02 | CU-2025 | [7 empty] | Yes
39589172 | 2025 COST CATALOG BRIGHTRONIX\Wire & Cable | Part | 350 MCM XHHW Stranded Copper | 350 MCM XHHW Stranded Copper, Black, Cut to Length | ft | 13.91 | 0.02 | CU-2025 | [7 empty] | Yes
39589173 | 2025 COST CATALOG BRIGHTRONIX\Wire & Cable | Part | 1 AWG XHHW Stranded Copper | 1 AWG XHHW Stranded Copper, Black, Cut to Length | ft | 3.42 | 0.02 | CU-2025 | [7 empty] | Yes
39589174 | 2025 COST CATALOG BRIGHTRONIX\Wire & Cable | Part | 3/0 MCM XHHW Stranded Copper | 3/0 MCM XHHW Stranded Copper, Black, Cut to Length | ft | 6.57 | 0.02 | CU-2025 | [7 empty] | Yes
39589175 | 2025 COST CATALOG BRIGHTRONIX\Wire & Cable | Part | 250 MCM XHHW-2 Stranded Copper | 250 MCM XHHW-2 Stranded Copper Black, Cut to Length | ft | 9.45 | 0.02 | CU-2025 | [7 empty] | Yes
39589176 | 2025 COST CATALOG BRIGHTRONIX\Wire & Cable | Part | 400 MCM XHHW Stranded Copper | 400 MCM XHHW Stranded Copper, Black, Cut to Length | ft | 15.06 | 0.02 | CU-2025 | [7 empty] | Yes
39589177 | 2025 COST CATALOG BRIGHTRONIX\Wire & Cable | Part | 2/0 AWG XHHW-2 Stranded Copper | 2/0 AWG XHHW-2 Stranded Copper Black, Cut to Length | ft | 5.3 | 0.02 | CU-2025 | [7 empty] | Yes
39589178 | 2025 COST CATALOG BRIGHTRONIX\Wire & Cable | Part | 6 AWG XHHW Stranded Copper | 6 AWG XHHW Stranded Copper, Black, Cut to Length | ft | 1.35 | 0.02 | CU-2025 | [7 empty] | Yes
39589179 | 2025 COST CATALOG BRIGHTRONIX\Wire & Cable | Part | 3 AWG XHHW Stranded Copper | 3 AWG XHHW Stranded Copper, Black, Cut to Length | ft | 2.49 | 0.02 | CU-2025 | [7 empty] | Yes
39589180 | 2025 COST CATALOG BRIGHTRONIX\Wire & Cable | Part | 4 AWG XHHW Stranded Copper | 4 AWG XHHW Stranded Copper, Black, Cut to Length | ft | 1.93 | 0.02 | CU-2025 | [7 empty] | Yes
39589181 | 2025 COST CATALOG BRIGHTRONIX\Wire & Cable | Part | 300 XHHW Stranded Copper | 300 XHHW Stranded Copper, Black, Cut to Length | ft | 11.32 | 0.02 | CU-2025 | [7 empty] | Yes
39589182 | 2025 COST CATALOG BRIGHTRONIX\Wire & Cable | Part | 8 AWG XHHW Stranded Copper | 8 XHHW Stranded Copper Black, Cut to Length | ft | 0.94 | 0.02 | CU-2025 | [7 empty] | Yes
39591538 | 2025 COST CATALOG BRIGHTRONIX\Wire & Cable | Part | 500 MCM XHHW Stranded Aluminum | 500 MCM XHHW Stranded Aluminum, Black, Cut to Length | ft | 3.06 | 0.02 | ALU-2025 | [7 empty] | Yes
39591539 | 2025 COST CATALOG BRIGHTRONIX\Wire & Cable | Part | 250 MCM XHHW Stranded Aluminum | 250 MCM XHHW Stranded Aluminum, Black, Cut to Length | ft | 1.7 | 0.02 | ALU-2025 | [7 empty] | Yes
39591540 | 2025 COST CATALOG BRIGHTRONIX\Wire & Cable | Part | 350 MCM XHHW Stranded Aluminum | 350 MCM XHHW Stranded Aluminum, Black, Cut to Length | ft | 2.4 | 0.02 | ALU-2025 | [7 empty] | Yes
39591541 | 2025 COST CATALOG BRIGHTRONIX\Wire & Cable | Part | 600 XHHW-2 Stranded Aluminum | 600 XHHW-2 Stranded Aluminum Black, Cut to Length | ft | 3.4293 | 0.02 | ALU-2025 | [7 empty] | Yes
39591542 | 2025 COST CATALOG BRIGHTRONIX\Wire & Cable | Part | 300 MCM XHHW Stranded Aluminum | 300 MCM XHHW Stranded Aluminum, Black, Cut to Length | ft | 2.35 | 0.02 | ALU-2025 | [7 empty] | Yes
39591543 | 2025 COST CATALOG BRIGHTRONIX\Wire & Cable | Part | 750 MCM XHHW-2 Stranded Aluminum | 750 MCM XHHW-2 Stranded Aluminum Black, Cut to Length | ft | 4.55 | 0.02 | ALU-2025 | [7 empty] | Yes
39591544 | 2025 COST CATALOG BRIGHTRONIX\Wire & Cable | Part | 400 XHHW-2 Stranded Aluminum | 400 XHHW-2 Stranded Aluminum Black, Cut to Length | ft | 2.4069 | 0.02 | ALU-2025 | [7 empty] | Yes
39591545 | 2025 COST CATALOG BRIGHTRONIX\Wire & Cable | Part | 700 MCM XHHW Stranded Aluminum | 700 MCM XHHW Stranded Aluminum, Black | ft | 4.53 | 0.02 | ALU-2025 | [7 empty] | Yes
39591546 | 2025 COST CATALOG BRIGHTRONIX\Wire & Cable | Part | 4/0 AWG XHHW-2 Stranded Aluminum | 4/0 AWG XHHW-2 Stranded Aluminum Black, Cut to Length | ft | 1.41 | 0.02 | ALU-2025 | [7 empty] | Yes
39591547 | 2025 COST CATALOG BRIGHTRONIX\Wire & Cable | Part | 2 AWG XHHW-2 Stranded Aluminum | 2 AWG XHHW-2 Stranded Aluminum Black, Cut to Length | ft | 0.59 | 0.02 | ALU-2025 | [7 empty] | Yes
39591548 | 2025 COST CATALOG BRIGHTRONIX\Wire & Cable | Part | 2/0 XHHW Stranded Aluminum | 2/0 XHHW Stranded Aluminum, Black, Cut to Length | ft | 1 | 0.02 | ALU-2025 | [7 empty] | Yes
39591549 | 2025 COST CATALOG BRIGHTRONIX\Wire & Cable | Part | 1 AWG XHHW Stranded Aluminum | 1 AWG XHHW Stranded Aluminum, Black, Cut to Length | ft | 0.78 | 0.02 | ALU-2025 | [7 empty] | Yes
39591550 | 2025 COST CATALOG BRIGHTRONIX\Wire & Cable | Part | 4 AWG XHHW-2 Stranded Aluminum | 4 AWG XHHW-2 Stranded Aluminum Black, Cut to Length | ft | 0.3834 | 0.02 | ALU-2025 | [7 empty] | Yes
39591551 | 2025 COST CATALOG BRIGHTRONIX\Wire & Cable | Part | 1/0 AWG XHHW Stranded Aluminum | 1/0 AWG XHHW Stranded Aluminum, Black, Cut to Length | ft | 0.88 | 0.02 | ALU-2025 | [7 empty] | Yes
39591552 | 2025 COST CATALOG BRIGHTRONIX\Wire & Cable | Part | 6 AWG XHHW-2 Stranded Aluminum | 6 AWG XHHW-2 Stranded Aluminum Black, Cut to Length | ft | 0.36 | 0.02 | ALU-2025 | [7 empty] | Yes
39591553 | 2025 COST CATALOG BRIGHTRONIX\Wire & Cable | Part | 3/0 AWG XHHW Stranded Aluminum | 3/0 AWG XHHW Stranded Aluminum, Black, Cut to Length | ft | 1.25 | 0.02 | ALU-2025 | [7 empty] | Yes
39591554 | 2025 COST CATALOG BRIGHTRONIX\Wire & Cable | Part | 3 AWG XHHW Stranded Aluminum | 3 AWG XHHW Stranded Aluminum, Black, Cut to Length | ft | 0.5 | 0.02 | ALU-2025 | [7 empty] | Yes
39591555 | 2025 COST CATALOG BRIGHTRONIX\Wire & Cable | Part | 8 AWG XHHW Stranded Aluminum | 8 AWG XHHW Stranded Aluminum, Black, Cut to Length | ft | 0.3 | 0.02 | ALU-2025 | [7 empty] | Yes
39641403 | 2025 COST CATALOG BRIGHTRONIX\Wire & Cable | Part | SO Portable Cord, 12/3, Copper | SO Portable Cord, 12/3, Copper, Black, Cut to Length | ft | 2.22 | 0.3 | CU-2025 | [7 empty] | Yes
39641404 | 2025 COST CATALOG BRIGHTRONIX\Wire & Cable | Part | SO Portable Cord, 2/4, Copper | Type SO Cord, 2/4, Black, Cut to Length | ft | 25.95 | 0.3 | CU-2025 | [7 empty] | Yes
39641405 | 2025 COST CATALOG BRIGHTRONIX\Wire & Cable | Part | SO Portable Cord, 8/3, Copper | Type SO Cord, 8/3, Black, Cut to Length | ft | 4.89 | 0.3 | CU-2025 | [7 empty] | Yes
39641406 | 2025 COST CATALOG BRIGHTRONIX\Wire & Cable | Part | SO Portable Cord, 10/4, Copper | SO Portable Cord, 10/4, Copper, Black, Cut to Length | ft | 2.94 | 0.3 | CU-2025 | [7 empty] | Yes
39641407 | 2025 COST CATALOG BRIGHTRONIX\Wire & Cable | Part | SO Portable Cord, 6/4, Copper | SO Portable Cord, 6/4, Copper, Black, Cut to Length | ft | 8.64 | 0.3 | CU-2025 | [7 empty] | Yes
39641408 | 2025 COST CATALOG BRIGHTRONIX\Wire & Cable | Part | SO Portable Cord, 8/4, Copper | SO Portable Cord, 8/4, Copper, Black, Cut to Length | ft | 6.16 | 0.3 | CU-2025 | [7 empty] | Yes
39641409 | 2025 COST CATALOG BRIGHTRONIX\Wire & Cable | Part | SO Portable Cord, 10/3, Copper | SO Portable Cord, 10/3, Copper, Black, Cut to Length | ft | 3.15 | 0.3 | CU-2025 | [7 empty] | Yes
39641410 | 2025 COST CATALOG BRIGHTRONIX\Wire & Cable | Part | SO Portable Cord, 12/4, Copper | SO Portable Cord, 12/4, Black, Rated 105°C, 600V, Cut to Length | ft | 2.74 | 0.3 | CU-2025 | [7 empty] | Yes
39641411 | 2025 COST CATALOG BRIGHTRONIX\Wire & Cable | Part | SO Portable Cord, 4/4, Copper | SO Portable Cord, 4/4, Copper, Black, Cut to Length | ft | 15.04 | 0.3 | CU-2025 | [7 empty] | Yes
39641412 | 2025 COST CATALOG BRIGHTRONIX\Wire & Cable | Part | SO Portable Cord, 14/3, Copper | Portable Cord, Type SO, 14/3, Black, Cut to Length | ft | 1.65 | 0.3 | CU-2025 | [7 empty] | Yes
39641413 | 2025 COST CATALOG BRIGHTRONIX\Wire & Cable | Part | SO Portable Cord, 10/5, Copper | SO Portable Cord, 10/5, Copper, Black, Cut to Length | ft | 3.82 | 0.3 | CU-2025 | [7 empty] | Yes
39641414 | 2025 COST CATALOG BRIGHTRONIX\Wire & Cable | Part | SO Portable Cord, 14/4, Copper | SO Portable Cord, 14/4, Copper, Black, Cut to Length | ft | 1.91 | 0.3 | CU-2025 | [7 empty] | Yes
39641415 | 2025 COST CATALOG BRIGHTRONIX\Wire & Cable | Part | SO Portable Cord, 6/3, Copper | SO Portable Cord, 6/3, Copper, Black, Cut to Length | ft | 6.26 | 0.3 | CU-2025 | [7 empty] | Yes
39641416 | 2025 COST CATALOG BRIGHTRONIX\Wire & Cable | Part | SO Portable Cord, 14/7, Copper | SO Portable Cord, 14/7, Copper, Black, Cut to Length | ft | 3.06 | 0.3 | CU-2025 | [7 empty] | Yes
39641417 | 2025 COST CATALOG BRIGHTRONIX\Wire & Cable | Part | SO Portable Cord, 14/5, Copper | SO Portable Cord, 14/5, Copper, Black, Cut to Length | ft | 2.14 | 0.3 | CU-2025 | [7 empty] | Yes
39641418 | 2025 COST CATALOG BRIGHTRONIX\Wire & Cable | Part | SO Portable Cord, 2/4, Copper | Type SO Portable Cord, 2/4, Black, Cut to Length | ft | 25.95 | 0.3 | CU-2025 | [7 empty] | Yes
39641419 | 2025 COST CATALOG BRIGHTRONIX\Wire & Cable | Part | SO Portable Cord, 6/5, Copper | SO Portable Cord, 6/5, Copper, Black, Cut to Length | ft | 10.91 | 0.3 | CU-2025 | [7 empty] | Yes
39641420 | 2025 COST CATALOG BRIGHTRONIX\Wire & Cable | Part | SO Portable Cord, 12/5, Copper | SO Portable Cord, 12/5, Copper, Black, Cut to Length | ft | 2.8 | 0.3 | CU-2025 | [7 empty] | Yes
42017510 | 2025 COST CATALOG BRIGHTRONIX\Wire & Cable | Part | Speaker Cable, 14/2 AWG, Plenum Copper - 500Ft | 14/2, Copper, Black, 500 ft | ea | 300 | 4 | CU-2025 | [7 empty] | Yes
53070271 | 2025 COST CATALOG BRIGHTRONIX\Wire & Cable | Part | 12/2 w/Ground, MC, Aluminum Armor, Solid | 12/2 Copper Conductors with Ground, 600V | ft | 0.81 | 0.05 | MC-2026 | [7 empty] | Yes
53070277 | 2025 COST CATALOG BRIGHTRONIX\Wire & Cable | Part | 12/3 w/Ground, MC, Aluminum Armor, Solid | 12/3 Copper Conductors with Ground, 600V | ft | 1.44 | 0.05 | MC-2026 | [7 empty] | Yes
53070280 | 2025 COST CATALOG BRIGHTRONIX\Wire & Cable | Part | 10/2 w/Ground, MC, Aluminum Armor, Solid | 10/2 Copper Conductors with Ground, 600V | ft | 1.9 | 0.05 | MC-2026 | [7 empty] | Yes
53070281 | 2025 COST CATALOG BRIGHTRONIX\Wire & Cable | Part | 10/3 w/Ground, MC, Aluminum Armor, Solid | 10/3 Copper Conductors with Ground, 600V | ft | 2.62 | 0.05 | MC-2026 | [7 empty] | Yes
39300876 | 2025 COST CATALOG BRIGHTRONIX\.EMT Extras | Part | 1-1/4" Steel Conduit Hanger With Bolt, EMT | 1-1/4" Steel Conduit Hanger With Bolt, EMT | ea | 1.5443 | 0.06 | [8 empty] | Yes
39300878 | 2025 COST CATALOG BRIGHTRONIX\.EMT Extras | Part | 1" Beam Clamp EMT Conduit Hanger Assembly | 1" Beam Clamp EMT Conduit Hanger Assembly | ea | 0.71 | 0.08 | [8 empty] | Yes
39300885 | 2025 COST CATALOG BRIGHTRONIX\.EMT Extras | Part | 1/2" Steel Conduit Hanger With Bolt, EMT | 1/2" Steel Conduit Hanger With Bolt, EMT | ea | 0.8414 | 0.03 | [8 empty] | Yes
39300886 | 2025 COST CATALOG BRIGHTRONIX\.EMT Extras | Part | 3/4" Steel Conduit Hanger With Bolt, EMT | 3/4" Steel Conduit Hanger With Bolt, EMT | ea | 0.65 | 0.04 | [8 empty] | Yes
39300887 | 2025 COST CATALOG BRIGHTRONIX\.EMT Extras | Part | 2" Combination Clips, EMT To Strut | 2" Combination Clips, EMT To Strut | ea | 0.66 | 0.15 | [8 empty] | Yes
39300889 | 2025 COST CATALOG BRIGHTRONIX\.EMT Extras | Part | 4" Steel Conduit Hanger With Bolt, EMT | 4" Steel Conduit Hanger With Bolt, EMT | ea | 6.74 | 0.15 | [8 empty] | Yes
39300892 | 2025 COST CATALOG BRIGHTRONIX\.EMT Extras | Part | 3/4" Beam Clamp EMT Conduit Hanger Assembly | 3/4" Beam Clamp EMT Conduit Hanger Assembly | ea | 0.61 | 0.06 | [8 empty] | Yes
39300893 | 2025 COST CATALOG BRIGHTRONIX\.EMT Extras | Part | 3-1/2" Steel Conduit Hanger With Bolt, EMT | 3-1/2" Steel Conduit Hanger With Bolt, EMT | ea | 5.6 | 0.15 | [8 empty] | Yes
39300901 | 2025 COST CATALOG BRIGHTRONIX\.EMT Extras | Part | 3-1/2" Steel Compression EMT Connectors, Raintight | 3-1/2" Steel Compression EMT Connectors, Raintight | ea | 117.28 | 0.2 | [8 empty] | Yes
39300902 | 2025 COST CATALOG BRIGHTRONIX\.EMT Extras | Part | 1-1/2" Beam Clamp EMT Conduit Hanger Assembly | 1-1/2" Beam Clamp EMT Conduit Hanger Assembly | ea | 1.06 | 0.1 | [8 empty] | Yes
39300905 | 2025 COST CATALOG BRIGHTRONIX\.EMT Extras | Part | 1" EMT Clips For Rod, Wire, or Steel Flange | 1" EMT Clips For Rod, Wire, or Steel Flange | ea | 1.555 | 0.06 | [8 empty] | Yes
39300906 | 2025 COST CATALOG BRIGHTRONIX\.EMT Extras | Part | 1-1/4" Steel Compression EMT Connectors, Raintight | 1-1/4" Steel Compression EMT Connectors, Raintight | ea | 0.33 | 0.1 | [8 empty] | Yes
39300907 | 2025 COST CATALOG BRIGHTRONIX\.EMT Extras | Part | 1-1/4" Combination Clips, EMT To Strut | 1-1/4" Combination Clips, EMT To Strut | ea | 0.52 | 0.1 | [8 empty] | Yes
39300908 | 2025 COST CATALOG BRIGHTRONIX\.EMT Extras | Part | 1-1/2" Combination Clips, EMT To Strut | 1-1/2" Combination Clips, EMT To Strut | ea | 0.93 | 0.1 | [8 empty] | Yes
39300909 | 2025 COST CATALOG BRIGHTRONIX\.EMT Extras | Part | 1-1/4" Beam Clamp EMT Conduit Hanger Assembly | 1-1/4" Beam Clamp EMT Conduit Hanger Assembly | ea | 0.85 | 0.1 | [8 empty] | Yes
39300924 | 2025 COST CATALOG BRIGHTRONIX\.EMT Extras | Part | 1" Steel Compression EMT Connectors, Raintight | 1" Steel Compression EMT Connectors, Raintight | ea | 0.15 | 0.08 | [8 empty] | Yes
39300925 | 2025 COST CATALOG BRIGHTRONIX\.EMT Extras | Part | 3/4" Steel Compression EMT Connectors, Raintight | 3/4" Steel Compression EMT Connectors, Raintight | ea | 2.71 | 0.06 | [8 empty] | Yes
39300926 | 2025 COST CATALOG BRIGHTRONIX\.EMT Extras | Part | 1/2" Beam Clamp EMT Conduit Hanger Assembly | 1/2" Beam Clamp EMT Conduit Hanger Assembly | ea | 0.8 | 0.05 | [8 empty] | Yes
39300927 | 2025 COST CATALOG BRIGHTRONIX\.EMT Extras | Part | 4" Insulated Steel Compression Connector, EMT, Raintight | 4" Insulated Steel Compression Connector, EMT, Raintight | ea | 10.6 | 0.25 | [8 empty] | Yes
39300928 | 2025 COST CATALOG BRIGHTRONIX\.EMT Extras | Part | 3/4" Insulated Steel Compression Connector, EMT, Raintight | 3/4" Insulated Steel Compression Connector, EMT, Raintight | ea | 1.3 | 0.06 | [8 empty] | Yes
39300929 | 2025 COST CATALOG BRIGHTRONIX\.EMT Extras | Part | 1-1/4" Insulated Steel Compression Connector, EMT, Raintight | 1-1/4" Insulated Steel Compression Connector, EMT, Raintight | ea | 0.42 | 0.1 | [8 empty] | Yes
39300931 | 2025 COST CATALOG BRIGHTRONIX\.EMT Extras | Part | 1/2" Insulated Steel Compression Connector, EMT, Raintight | 1/2" Insulated Steel Compression Connector, EMT, Raintight | ea | 0.8 | 0.05 | [8 empty] | Yes
39300932 | 2025 COST CATALOG BRIGHTRONIX\.EMT Extras | Part | 2" Steel Compression Connector, EMT, Raintight | 2" Steel Compression Connector, EMT, Raintight | ea | 0.67 | 0.15 | [8 empty] | Yes
39300933 | 2025 COST CATALOG BRIGHTRONIX\.EMT Extras | Part | 3/4" EMT Clips For Rod, Wire, or Steel Flange | 3/4" EMT Clips For Rod, Wire, or Steel Flange | ea | 2.88 | 0.05 | [8 empty] | Yes
39300934 | 2025 COST CATALOG BRIGHTRONIX\.EMT Extras | Part | 2" Steel Compression EMT Connectors, Raintight | 2" Steel Compression EMT Connectors, Raintight | ea | 0.67 | 0.15 | [8 empty] | Yes
39300935 | 2025 COST CATALOG BRIGHTRONIX\.EMT Extras | Part | 3" Insulated Steel Compression Connector, EMT, Raintight | 3" Insulated Steel Compression Connector, EMT, Raintight | ea | 7.05 | 0.2 | [8 empty] | Yes
39300937 | 2025 COST CATALOG BRIGHTRONIX\.EMT Extras | Part | 1-1/2" Insulated Steel Compression Connector, EMT, Raintight | 1-1/2" Insulated Steel Compression Connector, EMT, Raintight | ea | 0.61 | 0.1 | [8 empty] | Yes
39300938 | 2025 COST CATALOG BRIGHTRONIX\.EMT Extras | Part | 2-1/2" Insulated Steel Compression Connector, EMT, Raintight | 2-1/2" Insulated Steel Compression Connector, EMT, Raintight | ea | 5.45 | 0.15 | [8 empty] | Yes
39300939 | 2025 COST CATALOG BRIGHTRONIX\.EMT Extras | Part | 1-1/4" EMT Clips For Rod, Wire, or Steel Flange | 1-1/4" EMT Clips For Rod, Wire, or Steel Flange | ea | 1.555 | 0.08 | [8 empty] | Yes
39300940 | 2025 COST CATALOG BRIGHTRONIX\.EMT Extras | Part | 1/2" EMT Clips For Rod, Wire, or Steel Flange | 1/2" EMT Clips For Rod, Wire, or Steel Flange | ea | 2.88 | 0.04 | [8 empty] | Yes
39300941 | 2025 COST CATALOG BRIGHTRONIX\.EMT Extras | Part | 3" Steel Compression EMT Connectors, Raintight | 3" Steel Compression EMT Connectors, Raintight | ea | 72.4 | 0.2 | [8 empty] | Yes
39300943 | 2025 COST CATALOG BRIGHTRONIX\.EMT Extras | Part | 3-1/2" Insulated Steel Compression Connector, EMT, Raintight | 3-1/2" Insulated Steel Compression Connector, EMT, Raintight | ea | 10.3 | 0.2 | [8 empty] | Yes
39300944 | 2025 COST CATALOG BRIGHTRONIX\.EMT Extras | Part | 3" Steel Compression Connector, EMT, Raintight | 3" Steel Compression Connector, EMT, Raintight | ea | 68 | 0.2 | [8 empty] | Yes
39300945 | 2025 COST CATALOG BRIGHTRONIX\.EMT Extras | Part | 3-1/2" Steel Compression Connector, EMT, Raintight | 3-1/2" Steel Compression Connector, EMT, Raintight | ea | 6.8 | 0.2 | [8 empty] | Yes
39300946 | 2025 COST CATALOG BRIGHTRONIX\.EMT Extras | Part | 4" Steel Compression Connector, EMT, Raintight | 4" Steel Compression Connector, EMT, Raintight | ea | 6.95 | 0.25 | [8 empty] | Yes
39300947 | 2025 COST CATALOG BRIGHTRONIX\.EMT Extras | Part | 1" Insulated Steel Compression Connector, EMT, Raintight | 1" Insulated Steel Compression Connector, EMT, Raintight | ea | 0.2 | 0.08 | [8 empty] | Yes
39300948 | 2025 COST CATALOG BRIGHTRONIX\.EMT Extras | Part | 1/2" Steel Compression Connector, EMT, Raintight | 1/2" Steel Compression Connector, EMT, Raintight | ea | 1.96 | 0.05 | [8 empty] | Yes
39300949 | 2025 COST CATALOG BRIGHTRONIX\.EMT Extras | Part | 3/4" Steel Compression Connector, EMT, Raintight | 3/4" Steel Compression Connector, EMT, Raintight | ea | 2.71 | 0.06 | [8 empty] | Yes
39300950 | 2025 COST CATALOG BRIGHTRONIX\.EMT Extras | Part | 1-1/2" Steel Compression EMT Connectors, Raintight | 1-1/2" Steel Compression EMT Connectors, Raintight | ea | 0.47 | 0.1 | [8 empty] | Yes
39300954 | 2025 COST CATALOG BRIGHTRONIX\.EMT Extras | Part | 2-1/2" Steel Conduit Hanger With Bolt, EMT | 2-1/2" Steel Conduit Hanger With Bolt, EMT | ea | 0.75 | 0.1 | [8 empty] | Yes
39300956 | 2025 COST CATALOG BRIGHTRONIX\.EMT Extras | Part | 2" Insulated Steel Compression Connector, EMT, Raintight | 2" Insulated Steel Compression Connector, EMT, Raintight | ea | 0.88 | 0.15 | [8 empty] | Yes
39300958 | 2025 COST CATALOG BRIGHTRONIX\.EMT Extras | Part | 1-1/2" Steel Compression Connector, EMT, Raintight | 1-1/2" Steel Compression Connector, EMT, Raintight | ea | 13.06 | 0.1 | [8 empty] | Yes
39300960 | 2025 COST CATALOG BRIGHTRONIX\.EMT Extras | Part | 1-1/4" Steel Compression Connector, EMT, Raintight | 1-1/4" Steel Compression Connector, EMT, Raintight | ea | 0.33 | 0.1 | [8 empty] | Yes
39300962 | 2025 COST CATALOG BRIGHTRONIX\.EMT Extras | Part | 1-1/2" Steel Conduit Hanger With Bolt, EMT | 1-1/2" Steel Conduit Hanger With Bolt, EMT | ea | 0.8414 | 0.06 | [8 empty] | Yes
39300963 | 2025 COST CATALOG BRIGHTRONIX\.EMT Extras | Part | 2" Beam Clamp EMT Conduit Hanger Assembly | 2" Beam Clamp EMT Conduit Hanger Assembly | ea | 1.31 | 0.15 | [8 empty] | Yes
39300965 | 2025 COST CATALOG BRIGHTRONIX\.EMT Extras | Part | 4" Steel Compression EMT Connectors, Raintight | 4" Steel Compression EMT Connectors, Raintight | ea | 127 | 0.25 | [8 empty] | Yes
39300968 | 2025 COST CATALOG BRIGHTRONIX\.EMT Extras | Part | 1" Steel Conduit Hanger With Bolt, EMT | 1" Steel Conduit Hanger With Bolt, EMT | ea | 1.3313 | 0.05 | [8 empty] | Yes
39300973 | 2025 COST CATALOG BRIGHTRONIX\.EMT Extras | Part | 1" Steel Compression Connector, EMT, Raintight | 1" Steel Compression Connector, EMT, Raintight | ea | 4.33 | 0.08 | [8 empty] | Yes
39300974 | 2025 COST CATALOG BRIGHTRONIX\.EMT Extras | Part | 1/2" Steel Compression EMT Connectors, Raintight | 1/2" Steel Compression EMT Connectors, Raintight | ea | 0.55 | 0.05 | [8 empty] | Yes
39300977 | 2025 COST CATALOG BRIGHTRONIX\.EMT Extras | Part | 2-1/2" Steel Compression EMT Connectors, Raintight | 2-1/2" Steel Compression EMT Connectors, Raintight | ea | 3.24 | 0.15 | [8 empty] | Yes
39300978 | 2025 COST CATALOG BRIGHTRONIX\.EMT Extras | Part | 2-1/2" Steel Compression Connector, EMT, Raintight | 2-1/2" Steel Compression Connector, EMT, Raintight | ea | 58.72 | 0.15 | [8 empty] | Yes
39300981 | 2025 COST CATALOG BRIGHTRONIX\.EMT Extras | Part | 2" Steel Conduit Hanger With Bolt, EMT | 2" Steel Conduit Hanger With Bolt, EMT | ea | 1.43 | 0.1 | [8 empty] | Yes
39300982 | 2025 COST CATALOG BRIGHTRONIX\.EMT Extras | Part | 1" Combination Clips, EMT To Strut | 1" Combination Clips, EMT To Strut | ea | 0.46 | 0.1 | [8 empty] | Yes
39300983 | 2025 COST CATALOG BRIGHTRONIX\.EMT Extras | Part | 3/4" Combination Clips, EMT To Strut | 3/4" Combination Clips, EMT To Strut | ea | 0.4 | 0.08 | [8 empty] | Yes
39300984 | 2025 COST CATALOG BRIGHTRONIX\.EMT Extras | Part | 1/2" Combination Clips, EMT To Strut | 1/2" Combination Clips, EMT To Strut | ea | 0.39 | 0.06 | [8 empty] | Yes
39300985 | 2025 COST CATALOG BRIGHTRONIX\.EMT Extras | Part | 3" Steel Conduit Hanger With Bolt, EMT | 3" Steel Conduit Hanger With Bolt, EMT | ea | 4.22 | 0.15 | [8 empty] | Yes
39301449 | 2025 COST CATALOG BRIGHTRONIX\.RMC Extras | Part | 2" steel running thread, 36" lengths | 2" steel running thread, 36" lengths | ea | 56.4 | 0.25 | [8 empty] | Yes
39301450 | 2025 COST CATALOG BRIGHTRONIX\.RMC Extras | Part | 1/2" steel running thread, 36" lengths | 1/2" steel running thread, 36" lengths | ea | 18.2 | 0.15 | [8 empty] | Yes
39301452 | 2025 COST CATALOG BRIGHTRONIX\.RMC Extras | Part | 2-1/2" 90-degree rigid steel elbows, large 15" radius bend | 2-1/2" 90-degree rigid steel elbows, large 15" radius bend | ea | 62.4 | 0.2 | [8 empty] | Yes
39301460 | 2025 COST CATALOG BRIGHTRONIX\.RMC Extras | Part | 1" 90-degree elbows, large 24" radius bend, RMC | 1" 90-degree rigid steel elbows, large 24" radius bend | ea | 32.6 | 0.1 | [8 empty] | Yes
39301461 | 2025 COST CATALOG BRIGHTRONIX\.RMC Extras | Part | 4" 90-degree rigid steel elbows, large 18" radius bend | 4" 90-degree rigid steel elbows, large 18" radius bend | ea | 102 | 0.3 | [8 empty] | Yes
39301462 | 2025 COST CATALOG BRIGHTRONIX\.RMC Extras | Part | 3-1/2" 90-degree rigid steel elbows, large 18" radius bend | 3-1/2" 90-degree rigid steel elbows, large 18" radius bend | ea | 93 | 0.25 | [8 empty] | Yes
39301463 | 2025 COST CATALOG BRIGHTRONIX\.RMC Extras | Part | 3" 90-degree rigid steel elbows, large 18" radius bend | 3" 90-degree rigid steel elbows, large 18" radius bend | ea | 81.6 | 0.25 | [8 empty] | Yes
39301464 | 2025 COST CATALOG BRIGHTRONIX\.RMC Extras | Part | 1" 90-degreeelbows, large 15" radius bend, RMC | 1" 90-degree rigid steel elbows, large 15" radius bend | ea | 28.6 | 0.1 | [8 empty] | Yes
39301465 | 2025 COST CATALOG BRIGHTRONIX\.RMC Extras | Part | 3-1/2" 90-degree rigid steel elbows, large 42" radius bend | 3-1/2" 90-degree rigid steel elbows, large 42" radius bend | ea | 367 | 0.4 | [8 empty] | Yes
39301466 | 2025 COST CATALOG BRIGHTRONIX\.RMC Extras | Part | 4" 90-degree rigid steel elbows, large 42" radius bend | 4" 90-degree rigid steel elbows, large 42" radius bend | ea | 251 | 0.5 | [8 empty] | Yes
39301475 | 2025 COST CATALOG BRIGHTRONIX\.RMC Extras | Part | 2" 90-degree rigid steel elbows, large 12" radius bend | 2" 90-degree rigid steel elbows, large 12" radius bend | ea | 49.6 | 0.2 | [8 empty] | Yes
39301482 | 2025 COST CATALOG BRIGHTRONIX\.RMC Extras | Part | 1" 90-degree elbows, large 12" radius bend, RMC | 1" 90-degree rigid steel elbows, large 12" radius bend | ea | 27.6 | 0.1 | [8 empty] | Yes
39301485 | 2025 COST CATALOG BRIGHTRONIX\.RMC Extras | Part | 1-1/2" 90-degree rigid steel elbows, large 12" radius bend | 1-1/2" 90-degree rigid steel elbows, large 12" radius bend | ea | 38.3 | 0.15 | [8 empty] | Yes
39301486 | 2025 COST CATALOG BRIGHTRONIX\.RMC Extras | Part | 2-1/2" 90-degree rigid steel elbows, large 30" radius bend | 2-1/2" 90-degree rigid steel elbows, large 30" radius bend | ea | 101 | 0.25 | [8 empty] | Yes
39301487 | 2025 COST CATALOG BRIGHTRONIX\.RMC Extras | Part | 1-1/4" 90-degree rigid steel elbows, large 30" radius bend | 1-1/4" 90-degree rigid steel elbows, large 30" radius bend | ea | 83.6 | 0.2 | [8 empty] | Yes
39301488 | 2025 COST CATALOG BRIGHTRONIX\.RMC Extras | Part | 1-1/2" 90-degree rigid steel elbows, large 30" radius bend | 1-1/2" 90-degree rigid steel elbows, large 30" radius bend | ea | 107 | 0.2 | [8 empty] | Yes
39301489 | 2025 COST CATALOG BRIGHTRONIX\.RMC Extras | Part | 2-1/2" 90-degree rigid steel elbows, large 42" radius bend | 2-1/2" 90-degree rigid steel elbows, large 42" radius bend | ea | 211 | 0.35 | [8 empty] | Yes
39301490 | 2025 COST CATALOG BRIGHTRONIX\.RMC Extras | Part | 2" 90-degree rigid steel elbows, large 42" radius bend | 2" 90-degree rigid steel elbows, large 42" radius bend | ea | 154 | 0.35 | [8 empty] | Yes
39301491 | 2025 COST CATALOG BRIGHTRONIX\.RMC Extras | Part | 5" 90-degree rigid steel elbows, large 30" radius bend | 5" 90-degree rigid steel elbows, large 30" radius bend | ea | 268 | 0.5 | [8 empty] | Yes
39301492 | 2025 COST CATALOG BRIGHTRONIX\.RMC Extras | Part | 4" 90-degree rigid steel elbows, large 30" radius bend | 4" 90-degree rigid steel elbows, large 30" radius bend | ea | 192 | 0.35 | [8 empty] | Yes
39301493 | 2025 COST CATALOG BRIGHTRONIX\.RMC Extras | Part | 3-1/2" 90-degree rigid steel elbows, large 30" radius bend | 3-1/2" 90-degree rigid steel elbows, large 30" radius bend | ea | 154 | 0.3 | [8 empty] | Yes
39301494 | 2025 COST CATALOG BRIGHTRONIX\.RMC Extras | Part | 3" 90-degree rigid steel elbows, large 30" radius bend | 3" 90-degree rigid steel elbows, large 30" radius bend | ea | 130 | 0.3 | [8 empty] | Yes
39301495 | 2025 COST CATALOG BRIGHTRONIX\.RMC Extras | Part | 2" 90-degree rigid steel elbows, large 30" radius bend | 2" 90-degree rigid steel elbows, large 30" radius bend | ea | 130 | 0.25 | [8 empty] | Yes
39301496 | 2025 COST CATALOG BRIGHTRONIX\.RMC Extras | Part | 5" 90-degree rigid steel elbows, large 42" radius bend | 5" 90-degree rigid steel elbows, large 42" radius bend | ea | 487 | 0.75 | [8 empty] | Yes
39301497 | 2025 COST CATALOG BRIGHTRONIX\.RMC Extras | Part | 6" 90-degree rigid steel elbows, large 42" radius bend | 6" 90-degree rigid steel elbows, large 42" radius bend | ea | 510 | 1.25 | [8 empty] | Yes
39301522 | 2025 COST CATALOG BRIGHTRONIX\.RMC Extras | Part | 5" 90-degree rigid steel elbows, large 48" radius bend | 5" 90-degree rigid steel elbows, large 48" radius bend | ea | 792 | 1 | [8 empty] | Yes
39301523 | 2025 COST CATALOG BRIGHTRONIX\.RMC Extras | Part | 2-1/2" 90-degree rigid steel elbows, large 48" radius bend | 2-1/2" 90-degree rigid steel elbows, large 48" radius bend | ea | 244 | 0.4 | [8 empty] | Yes
39301524 | 2025 COST CATALOG BRIGHTRONIX\.RMC Extras | Part | 2" 90-degree rigid steel elbows, large 48" radius bend | 2" 90-degree rigid steel elbows, large 48" radius bend | ea | 193 | 0.4 | [8 empty] | Yes
39301525 | 2025 COST CATALOG BRIGHTRONIX\.RMC Extras | Part | 1-1/2" 90-degree rigid steel elbows, large 48" radius bend | 1-1/2" 90-degree rigid steel elbows, large 48" radius bend | ea | 127 | 0.35 | [8 empty] | Yes
39301526 | 2025 COST CATALOG BRIGHTRONIX\.RMC Extras | Part | 1-1/4" 90-degree rigid steel elbows, large 48" radius bend | 1-1/4" 90-degree rigid steel elbows, large 48" radius bend | ea | 116 | 0.35 | [8 empty] | Yes
39301528 | 2025 COST CATALOG BRIGHTRONIX\.RMC Extras | Part | 1-1/2" steel running thread, 36" lengths | 1-1/2" steel running thread, 36" lengths | ea | 41.8 | 0.25 | [8 empty] | Yes
39301529 | 2025 COST CATALOG BRIGHTRONIX\.RMC Extras | Part | 1-1/4" steel running thread, 36" lengths | 1-1/4" steel running thread, 36" lengths | ea | 38.4 | 0.2 | [8 empty] | Yes
39301530 | 2025 COST CATALOG BRIGHTRONIX\.RMC Extras | Part | 1" steel running thread, 36" lengths | 1" steel running thread, 36" lengths | ea | 33.8 | 0.2 | [8 empty] | Yes
39301531 | 2025 COST CATALOG BRIGHTRONIX\.RMC Extras | Part | 3/4" steel running thread, 36" lengths | 3/4" steel running thread, 36" lengths | ea | 20 | 0.15 | [8 empty] | Yes
39301554 | 2025 COST CATALOG BRIGHTRONIX\.RMC Extras | Part | 2-1/2" 90-degree rigid steel elbows, large 18" radius bend | 2-1/2" 90-degree rigid steel elbows, large 18" radius bend | ea | 64.2 | 0.2 | [8 empty] | Yes
39301555 | 2025 COST CATALOG BRIGHTRONIX\.RMC Extras | Part | 3-1/2" 90-degree rigid steel elbows, large 24" radius bend | 3-1/2" 90-degree rigid steel elbows, large 24" radius bend | ea | 332.41 | 0.25 | [8 empty] | Yes
39301556 | 2025 COST CATALOG BRIGHTRONIX\.RMC Extras | Part | 3" 90-degree rigid steel elbows, large 24" radius bend | 3" 90-degree rigid steel elbows, large 24" radius bend | ea | 239.88 | 0.25 | [8 empty] | Yes
39301557 | 2025 COST CATALOG BRIGHTRONIX\.RMC Extras | Part | 1-1/2" 90-degree rigid steel elbows, large 24" radius bend | 1-1/2" 90-degree rigid steel elbows, large 24" radius bend | ea | 41.5 | 0.15 | [8 empty] | Yes
39301558 | 2025 COST CATALOG BRIGHTRONIX\.RMC Extras | Part | 1-1/4" 90-degree rigid steel elbows, large 24" radius bend | 1-1/4" 90-degree rigid steel elbows, large 24" radius bend | ea | 34.4 | 0.15 | [8 empty] | Yes
39301559 | 2025 COST CATALOG BRIGHTRONIX\.RMC Extras | Part | 1-1/2" 90-degree rigid steel elbows, large 15" radius bend | 1-1/2" 90-degree rigid steel elbows, large 15" radius bend | ea | 40.1 | 0.15 | [8 empty] | Yes
39301560 | 2025 COST CATALOG BRIGHTRONIX\.RMC Extras | Part | 1-1/4" 90-degree rigid steel elbows, large 15" radius bend | 1-1/4" 90-degree rigid steel elbows, large 15" radius bend | ea | 32.6 | 0.15 | [8 empty] | Yes
39301571 | 2025 COST CATALOG BRIGHTRONIX\.RMC Extras | Part | 1-1/2" 90-degree rigid steel elbows, large 42" radius bend | 1-1/2" 90-degree rigid steel elbows, large 42" radius bend | ea | 116 | 0.3 | [8 empty] | Yes
39301572 | 2025 COST CATALOG BRIGHTRONIX\.RMC Extras | Part | 1-1/4" 90-degree rigid steel elbows, large 42" radius bend | 1-1/4" 90-degree rigid steel elbows, large 42" radius bend | ea | 104 | 0.3 | [8 empty] | Yes
39301573 | 2025 COST CATALOG BRIGHTRONIX\.RMC Extras | Part | 4" 90-degree rigid steel elbows, large 36" radius bend | 4" 90-degree rigid steel elbows, large 36" radius bend | ea | 180 | 0.4 | [8 empty] | Yes
39301574 | 2025 COST CATALOG BRIGHTRONIX\.RMC Extras | Part | 3-1/2" 90-degree rigid steel elbows, large 36" radius bend | 3-1/2" 90-degree rigid steel elbows, large 36" radius bend | ea | 164 | 0.35 | [8 empty] | Yes
39301575 | 2025 COST CATALOG BRIGHTRONIX\.RMC Extras | Part | 3" 90-degree rigid steel elbows, large 36" radius bend | 3" 90-degree rigid steel elbows, large 36" radius bend | ea | 360 | 0.35 | [8 empty] | Yes
39301576 | 2025 COST CATALOG BRIGHTRONIX\.RMC Extras | Part | 1-1/2" 90-degree rigid steel elbows, large 36" radius bend | 1-1/2" 90-degree rigid steel elbows, large 36" radius bend | ea | 116 | 0.25 | [8 empty] | Yes
39301578 | 2025 COST CATALOG BRIGHTRONIX\.RMC Extras | Part | 1-1/4" 90-degree rigid steel elbows, large 36" radius bend | 1-1/4" 90-degree rigid steel elbows, large 36" radius bend | ea | 96.7 | 0.25 | [8 empty] | Yes
39301579 | 2025 COST CATALOG BRIGHTRONIX\.RMC Extras | Part | 1" 90-degree elbows, large 36" radius bend, RMC | 1" 90-degree rigid steel elbows, large 36" radius bend | ea | 63.1 | 0.2 | [8 empty] | Yes
39301595 | 2025 COST CATALOG BRIGHTRONIX\.RMC Extras | Part | 6" 90-degree rigid steel elbows, large 48" radius bend | 6" 90-degree rigid steel elbows, large 48" radius bend | ea | 820 | 1.5 | [8 empty] | Yes
39301596 | 2025 COST CATALOG BRIGHTRONIX\.RMC Extras | Part | 3" 90-degree rigid steel elbows, large 48" radius bend | 3" 90-degree rigid steel elbows, large 48" radius bend | ea | 377 | 0.5 | [8 empty] | Yes
39301604 | 2025 COST CATALOG BRIGHTRONIX\.RMC Extras | Part | 2-1/2" steel running thread, 36" lengths | 2-1/2" steel running thread, 36" lengths | ea | 88.7 | 0.3 | [8 empty] | Yes
39301605 | 2025 COST CATALOG BRIGHTRONIX\.RMC Extras | Part | 5" steel running thread, 36" lengths | 5" steel running thread, 36" lengths | ea | 372 | 0.5 | [8 empty] | Yes
39301626 | 2025 COST CATALOG BRIGHTRONIX\.RMC Extras | Part | 2-1/2" 90-degree rigid steel elbows, large 24" radius bend | 2-1/2" 90-degree rigid steel elbows, large 24" radius bend | ea | 67.9 | 0.2 | [8 empty] | Yes
39301627 | 2025 COST CATALOG BRIGHTRONIX\.RMC Extras | Part | 2" 90-degree rigid steel elbows, large 24" radius bend | 2" 90-degree rigid steel elbows, large 24" radius bend | ea | 51 | 0.2 | [8 empty] | Yes
39301628 | 2025 COST CATALOG BRIGHTRONIX\.RMC Extras | Part | 2" 90-degree rigid steel elbows, large 18" radius bend | 2" 90-degree rigid steel elbows, large 18" radius bend | ea | 48.1 | 0.2 | [8 empty] | Yes
39301629 | 2025 COST CATALOG BRIGHTRONIX\.RMC Extras | Part | 3" 90-degree rigid steel elbows, large 42" radius bend | 3" 90-degree rigid steel elbows, large 42" radius bend | ea | 274 | 0.4 | [8 empty] | Yes
39301630 | 2025 COST CATALOG BRIGHTRONIX\.RMC Extras | Part | 1-1/2" 90-degree rigid steel elbows, large 18" radius bend | 1-1/2" 90-degree rigid steel elbows, large 18" radius bend | ea | 39.5 | 0.15 | [8 empty] | Yes
39301631 | 2025 COST CATALOG BRIGHTRONIX\.RMC Extras | Part | 1-1/4" 90-degree rigid steel elbows, large 18" radius bend | 1-1/4" 90-degree rigid steel elbows, large 18" radius bend | ea | 33.2 | 0.15 | [8 empty] | Yes
39301632 | 2025 COST CATALOG BRIGHTRONIX\.RMC Extras | Part | 1" 90-degree elbows, large 18" radius bend, RMC | 1" 90-degree rigid steel elbows, large 18" radius bend | ea | 30.1 | 0.1 | [8 empty] | Yes
39301633 | 2025 COST CATALOG BRIGHTRONIX\.RMC Extras | Part | 2" 90-degree rigid steel elbows, large 15" radius bend | 2" 90-degree rigid steel elbows, large 15" radius bend | ea | 46.2 | 0.2 | [8 empty] | Yes
39301634 | 2025 COST CATALOG BRIGHTRONIX\.RMC Extras | Part | 2-1/2" 90-degree rigid steel elbows, large 12" radius bend | 2-1/2" 90-degree rigid steel elbows, large 12" radius bend | ea | 67.9 | 0.2 | [8 empty] | Yes
39301643 | 2025 COST CATALOG BRIGHTRONIX\.RMC Extras | Part | 1" 90-degree elbows, large 30" radius bend, RMC | 1" 90-degree rigid steel elbows, large 30" radius bend | ea | 80.4 | 0.15 | [8 empty] | Yes
39301647 | 2025 COST CATALOG BRIGHTRONIX\.RMC Extras | Part | 1-1/4" 90-degree rigid steel elbows, large 12" radius bend | 1-1/4" 90-degree rigid steel elbows, large 12" radius bend | ea | 32.3 | 0.15 | [8 empty] | Yes
39301648 | 2025 COST CATALOG BRIGHTRONIX\.RMC Extras | Part | 4" 90-degree rigid steel elbows, large 24" radius bend | 4" 90-degree rigid steel elbows, large 24" radius bend | ea | 152 | 0.3 | [8 empty] | Yes
39301649 | 2025 COST CATALOG BRIGHTRONIX\.RMC Extras | Part | 1" 90-degree elbows, large 42" radius bend, RMC | 1" 90-degree rigid steel elbows, large 42" radius bend | ea | 86.2 | 0.25 | [8 empty] | Yes
39301650 | 2025 COST CATALOG BRIGHTRONIX\.RMC Extras | Part | 6" 90-degree rigid steel elbows, large 36" radius bend | 6" 90-degree rigid steel elbows, large 36" radius bend | ea | 373 | 1 | [8 empty] | Yes
39301651 | 2025 COST CATALOG BRIGHTRONIX\.RMC Extras | Part | 5" 90-degree rigid steel elbows, large 36" radius bend | 5" 90-degree rigid steel elbows, large 36" radius bend | ea | 334 | 0.6 | [8 empty] | Yes
39301652 | 2025 COST CATALOG BRIGHTRONIX\.RMC Extras | Part | 2-1/2" 90-degree rigid steel elbows, large 36" radius bend | 2-1/2" 90-degree rigid steel elbows, large 36" radius bend | ea | 311 | 0.3 | [8 empty] | Yes
39301653 | 2025 COST CATALOG BRIGHTRONIX\.RMC Extras | Part | 2" 90-degree rigid steel elbows, large 36" radius bend | 2" 90-degree rigid steel elbows, large 36" radius bend | ea | 152 | 0.3 | [8 empty] | Yes
39301661 | 2025 COST CATALOG BRIGHTRONIX\.RMC Extras | Part | 4" 90-degree rigid steel elbows, large 48" radius bend | 4" 90-degree rigid steel elbows, large 48" radius bend | ea | 589 | 0.7 | [8 empty] | Yes
39301662 | 2025 COST CATALOG BRIGHTRONIX\.RMC Extras | Part | 3-1/2" 90-degree rigid steel elbows, large 48" radius bend | 3-1/2" 90-degree rigid steel elbows, large 48" radius bend | ea | 470 | 0.5 | [8 empty] | Yes
39301663 | 2025 COST CATALOG BRIGHTRONIX\.RMC Extras | Part | 1" 90-degree elbows, large 48" radius bend, RMC | 1" 90-degree rigid steel elbows, large 48" radius bend | ea | 101 | 0.3 | [8 empty] | Yes
39301666 | 2025 COST CATALOG BRIGHTRONIX\.RMC Extras | Part | 6" steel running thread, 36" lengths | 6" steel running thread, 36" lengths | ea | 376 | 0.75 | [8 empty] | Yes
39301667 | 2025 COST CATALOG BRIGHTRONIX\.RMC Extras | Part | 4" steel running thread, 36" lengths | 4" steel running thread, 36" lengths | ea | 160 | 0.4 | [8 empty] | Yes
39301668 | 2025 COST CATALOG BRIGHTRONIX\.RMC Extras | Part | 3-1/2" steel running thread, 36" lengths | 3-1/2" steel running thread, 36" lengths | ea | 136 | 0.35 | [8 empty] | Yes
39301669 | 2025 COST CATALOG BRIGHTRONIX\.RMC Extras | Part | 3" steel running thread, 36" lengths | 3" steel running thread, 36" lengths | ea | 112 | 0.3 | [8 empty] | Yes
39301432 | 2025 COST CATALOG BRIGHTRONIX\Low Voltage Items | Part | #42 SPACE ENCLOSED RACK ASSY | Open Rack | ea | 792 | 8 | 3O-RE42 | [7 empty] | Yes
39301459 | 2025 COST CATALOG BRIGHTRONIX\Low Voltage Items | Part | #27 SPACE ENCLOSED RACK ASSY |  | ea | 500 | 3 | 30 | 3O-RE27 | [6 empty] | Yes
39301610 | 2025 COST CATALOG BRIGHTRONIX\Low Voltage Items | Part | #42 SPACE ENCLOSED RACK ASSY |  | ea | 750 | 3.5 | 30 | 3O-RE42 | [6 empty] | Yes
39301620 | 2025 COST CATALOG BRIGHTRONIX\Low Voltage Items | Part | 15U Open Wall Mount Rack RACK ASSY With 1 48 Port Patch Panel | Open Rack | ea | 450 | 8 | 3O-RE42 | [7 empty] | Yes
39304148 | 2025 COST CATALOG BRIGHTRONIX\Low Voltage Items | Part | Network Equiment |  | ea | 1000 | 24 | [8 empty] | Yes
42016739 | 2025 COST CATALOG BRIGHTRONIX\Low Voltage Items | Part | Camera Installation | Camera Installation | ea | 25 | 1.5 | [8 empty] | Yes
42016741 | 2025 COST CATALOG BRIGHTRONIX\Low Voltage Items | Part | Speaker Installation | Speaker Installation | ea | 25 | 1.5 | [8 empty] | Yes
39301426 | 2025 COST CATALOG BRIGHTRONIX\.ENT | Part | 1" ENT conduit, non-metallic tubing | 1" ENT conduit, non-metallic tubing | ft | 1.78 | 0.025 | [8 empty] | Yes
39301441 | 2025 COST CATALOG BRIGHTRONIX\.ENT | Part | 3/4" ENT conduit, non-metallic tubing | 3/4" ENT conduit, non-metallic tubing | ft | 1.11 | 0.0225 | [8 empty] | Yes
39301457 | 2025 COST CATALOG BRIGHTRONIX\.ENT | Part | 1" ENT connector | 1" ENT connector | ea | 5.13 | 0.05 | [8 empty] | Yes
39301481 | 2025 COST CATALOG BRIGHTRONIX\.ENT | Part | 1" ENT male adapter | 1" ENT male adapter | ea | 3.7 | 0.05 | [8 empty] | Yes
39301483 | 2025 COST CATALOG BRIGHTRONIX\.ENT | Part | 3/4" ENT male adapter | 3/4" ENT male adapter | ea | 2.22 | 0.04 | [8 empty] | Yes
39301566 | 2025 COST CATALOG BRIGHTRONIX\.ENT | Part | 1/2" ENT male adapter | 1/2" ENT male adapter | ea | 1.62 | 0.03 | [8 empty] | Yes
39301567 | 2025 COST CATALOG BRIGHTRONIX\.ENT | Part | 1" ENT coupling | 1" ENT coupling | ea | 3.6 | 0.05 | [8 empty] | Yes
39301568 | 2025 COST CATALOG BRIGHTRONIX\.ENT | Part | 3/4" ENT coupling | 3/4" ENT coupling | ea | 2.05 | 0.04 | [8 empty] | Yes
39301569 | 2025 COST CATALOG BRIGHTRONIX\.ENT | Part | 1/2" ENT coupling | 1/2" ENT coupling | ea | 1.56 | 0.03 | [8 empty] | Yes
39301645 | 2025 COST CATALOG BRIGHTRONIX\.ENT | Part | 3/4" ENT connector | 3/4" ENT connector | ea | 3.4 | 0.04 | [8 empty] | Yes
39301646 | 2025 COST CATALOG BRIGHTRONIX\.ENT | Part | 1/2" ENT connector | 1/2" ENT connector | ea | 2.21 | 0.03 | [8 empty] | Yes
39301671 | 2025 COST CATALOG BRIGHTRONIX\.ENT | Part | 1/2" ENT conduit, non-metallic tubing | 1/2" ENT conduit, non-metallic tubing | ft | 0.805 | 0.0215 | [8 empty] | Yes
39302058 | 2025 COST CATALOG BRIGHTRONIX\Z. Extras | Part | Temporary pole |  | ea | 500 | 8 | LIGHT-2025 |  |  |  |  | Lighting | 16-500 - Lighting |  | Yes
39302445 | 2025 COST CATALOG BRIGHTRONIX\Z. Extras | Part | Temporary lighthing |  | ea | 200 | 3 | LIGHT-2025 |  |  |  |  | Lighting | 16-500 - Lighting |  | Yes
39576020 | 2025 COST CATALOG BRIGHTRONIX\Z. Extras | Part | Labor |  | ea | 0 | 0 | [8 empty] | Yes
39576022 | 2025 COST CATALOG BRIGHTRONIX\Z. Extras | Equipment | Equipment Rental | Scissor Lift or mini Excavator | ea | 1500 | 0 | [8 empty] | Yes
39625597 | 2025 COST CATALOG BRIGHTRONIX\Z. Extras | Part | Labor For Counter Mounted |  | ea | 0 | 1 | [8 empty] | Yes
39857253 | 2025 COST CATALOG BRIGHTRONIX\Z. Extras | Part | Temporary power |  | ea | 8000 | 65 | TEMP-2025 |  |  |  |  | Lighting | 16-500 - Lighting |  | Yes
39897604 | 2025 COST CATALOG BRIGHTRONIX\Z. Extras | Part | 2 hours Labor for Recolocation |  | ea | 0 | 2 | [8 empty] | Yes
39897605 | 2025 COST CATALOG BRIGHTRONIX\Z. Extras | Part | 4 hours Labor for Recolocation |  | ea | 0 | 4 | [8 empty] | Yes
39897607 | 2025 COST CATALOG BRIGHTRONIX\Z. Extras | Part | 6 hours Labor for Recolocation |  | ea | 0 | 6 | [8 empty] | Yes
39897609 | 2025 COST CATALOG BRIGHTRONIX\Z. Extras | Part | 8 hours Labor for Recolocation |  | ea | 0 | 8 | [8 empty] | Yes
39897611 | 2025 COST CATALOG BRIGHTRONIX\Z. Extras | Part | 10 hours Labor for Recolocation |  | ea | 0 | 10 | [8 empty] | Yes
40086172 | 2025 COST CATALOG BRIGHTRONIX\Z. Extras | Travel | Mobilization | Travel time for the Job normally for short period during the day | ea | 50 | 6 | [8 empty] | Yes
40527622 | 2025 COST CATALOG BRIGHTRONIX\Z. Extras | Part | 1 hour of Labor |  | ea | 0 | 1 | GEAR-2025 | [7 empty] | Yes
40527625 | 2025 COST CATALOG BRIGHTRONIX\Z. Extras | Part | 2 hour of Labor |  | ea | 0 | 2 | GEAR-2025 | [7 empty] | Yes
40566527 | 2025 COST CATALOG BRIGHTRONIX\Z. Extras | Part | Irrigation System Installation | Irrigation Installation | ea | 300 | 4 | [8 empty] | Yes
41193945 | 2025 COST CATALOG BRIGHTRONIX\Z. Extras | Part | Unknow Ubicacion Budget |  | ea | 500 | 3 | [8 empty] | Yes
41230387 | 2025 COST CATALOG BRIGHTRONIX\Z. Extras | Part | Temporary Power 6 Outlets |  | ea | 1500 | 1 | [8 empty] | Yes
38920274 | 2025 COST CATALOG BRIGHTRONIX\General Controls | Part | Power Pack | Power Pack | ea | 75.9 | 0.5 | CTRL-2025 |  |  |  |  | Lighting | 16-500 - Lighting |  | Yes
39301343 | 2025 COST CATALOG BRIGHTRONIX\General Controls | Part | Touch Screen Digital Time Clock | Time Clock | ea | 100 | 4 | CTRL-2025 |  |  |  |  | Lighting | 16-500 - Lighting |  | Yes
39301687 | 2025 COST CATALOG BRIGHTRONIX\General Controls | Part | Emergency Lighting Inverter System | EM - System | ea | 0 | 4 | CTRL-2025 |  |  |  |  | Lighting | 16-500 - Lighting |  | Yes
39302037 | 2025 COST CATALOG BRIGHTRONIX\General Controls | Part | Wall Push Button Switch LV (Switch Only) | Push Button Switch MODEL SPODM-D With Dimmer or equals (Work With Power Pack PP20 and PP220) | ea | 75 | 0.25 | CTRL-2025 |  |  |  |  | Lighting | 16-500 - Lighting |  | Yes
39302082 | 2025 COST CATALOG BRIGHTRONIX\General Controls | Part | Lighting Controls Package Lump Sum |  | ea | 6050 | 1 | [5 empty] | Lighting | 16-500 - Lighting |  | Yes
39303376 | 2025 COST CATALOG BRIGHTRONIX\General Controls | Part | Wall Mounted Low Voltage Switch "SLV" | Low Voltage | ea | 30 | 1 | CTRL-2025 |  |  |  |  | Trim | 16-130 |  | Yes
39303444 | 2025 COST CATALOG BRIGHTRONIX\General Controls | Part | Dimmer switches, fluorescent with decora wall plate, rotary on/off, 1 to 12 lamps, | Dimmer switches, fluorescent with decora wall plate, rotary on/off, 1 to 12 lamps, | ea | 35 | 0.3 | CTRL-2025 |  |  |  |  | Lighting | 16-500 - Lighting |  | Yes
39303445 | 2025 COST CATALOG BRIGHTRONIX\General Controls | Part | Dimmer switches, 3-way, incadescent with decora wall plate, 1000 watt, push on/off | Dimmer switches, 3-way, incadescent with decora wall plate, 1000 watt, push on/off | ea | 36.4 | 0.25 | CTRL-2025 |  |  |  |  | Lighting | 16-500 - Lighting |  | Yes
39303446 | 2025 COST CATALOG BRIGHTRONIX\General Controls | Part | Dimmer switches, 3-way, incadescent with decora wall plate, 800 watt, push on/off | Dimmer switches, 3-way, incadescent with decora wall plate, 800 watt, push on/off | ea | 26 | 0.25 | CTRL-2025 |  |  |  |  | Lighting | 16-500 - Lighting |  | Yes
39303447 | 2025 COST CATALOG BRIGHTRONIX\General Controls | Part | Dimmer switches, incadescent with decora wall plate, 600 watt, slide on/off | Dimmer switches, incadescent with decora wall plate, 600 watt, slide on/off | ea | 10.7 | 0.25 | CTRL-2025 |  |  |  |  | Lighting | 16-500 - Lighting |  | Yes
39303455 | 2025 COST CATALOG BRIGHTRONIX\General Controls | Part | Dimmer switches, 3-way, incadescent with decora wall plate, 600 watt, touch on/off | Dimmer switches, 3-way, incadescent with decora wall plate, 600 watt, touch on/off | ea | 29.6 | 0.25 | CTRL-2025 |  |  |  |  | Lighting | 16-500 - Lighting |  | Yes
39303463 | 2025 COST CATALOG BRIGHTRONIX\General Controls | Part | Dimmer switches, incadescent with decora wall plate, 600 watt, touch on/off | Dimmer switches, incadescent with decora wall plate, 600 watt, touch on/off | ea | 15 | 0.25 | CTRL-2025 |  |  |  |  | Lighting | 16-500 - Lighting |  | Yes
39303618 | 2025 COST CATALOG BRIGHTRONIX\General Controls | Part | Wall occupancy sensor switch Dual Tech | WATTSTOPPER DW-100-W Dual Tech. Wall Switch Occ. Sensor | ea | 180 | 1 | CTRL-2025 |  |  |  |  | Lighting | 16-500 - Lighting |  | Yes
39303619 | 2025 COST CATALOG BRIGHTRONIX\General Controls | Part | Wall Pack with emergency battery back up for wet location. |  | ea | 80 | 1.5 | CTRL-2025 |  |  |  |  | Lighting | 16-500 - Lighting |  | Yes
39303620 | 2025 COST CATALOG BRIGHTRONIX\General Controls | Part | Ceiling Mounted Occupancy Sensor "OS" | Ceiling mounted | ea | 50 | 1.5 | CTRL-2025 |  |  |  |  | Lighting | 16-500 - Lighting |  | Yes
39303621 | 2025 COST CATALOG BRIGHTRONIX\General Controls | Part | Wall Mounted Occupancy Sensor "SOS" | Wall Mounted | ea | 50 | 1.5 | CTRL-2025 |  |  |  |  | Lighting | 16-500 - Lighting |  | Yes
39303622 | 2025 COST CATALOG BRIGHTRONIX\General Controls | Part | Smoke Detector | Addressable Smoke Detector | ea | 0 | 1 | CTRL-2025 |  |  |  |  | Lighting | 16-500 - Lighting |  | Yes
39303623 | 2025 COST CATALOG BRIGHTRONIX\General Controls | Part | provides battery backup and network surge protector |  | none | 389 | 1 | CTRL-2025 |  |  |  |  | Lighting | 16-500 - Lighting |  | Yes
39303624 | 2025 COST CATALOG BRIGHTRONIX\General Controls | Part | PP Power Pack and occupancy sensor half controlled receptacle or lighting |  | ea | 1100 | 2.07 | CTRL-2025 |  |  |  |  | Lighting | 16-500 - Lighting |  | Yes
39303625 | 2025 COST CATALOG BRIGHTRONIX\General Controls | Part | Power packs and Ceiling sensor Packge |  | ea | 3200 | 2 | CTRL-2025 |  |  |  |  | Lighting | 16-500 - Lighting |  | Yes
39303626 | 2025 COST CATALOG BRIGHTRONIX\General Controls | Part | Wall Mounted Occupancy Sensor "SOS" 3 Way | Wall Mounted | ea | 50 | 1.5 | CTRL-2025 |  |  |  |  | Lighting | 16-500 - Lighting |  | Yes
39303627 | 2025 COST CATALOG BRIGHTRONIX\General Controls | Part | Daylight Sensor "DL" | ceiling mounted | ea | 50 | 1.5 | CTRL-2025 |  |  |  |  | Lighting | 16-500 - Lighting |  | Yes
39303630 | 2025 COST CATALOG BRIGHTRONIX\General Controls | Part | Wall Occupancy Sensor Switch |  | ea | 50 | 1.5 | CTRL-2025 |  |  |  |  | Lighting | 16-500 - Lighting |  | Yes
39625618 | 2025 COST CATALOG BRIGHTRONIX\General Controls | Part | 1000W, Push On/off, Ivory Dimmer Switches, Decorative Wallplate | 1000W, Push On/off, Ivory Dimmer Switches, Decorative Wallplate | ea | 36.4 | 0.25 | CTRL-2025 |  |  |  |  | Lighting | 16-500 - Lighting |  | Yes
38920191 | 2025 COST CATALOG BRIGHTRONIX\Wire Others | Part | #3/0-3 Type SEU 600 Volt Copper Stranded Service Entrance Cable | #3/0-3 Type SEU 600 Volt Copper Stranded Service Entrance Cable | ft | 13.7 | 0.024 | Part-288 | [7 empty] | Yes
38920195 | 2025 COST CATALOG BRIGHTRONIX\Wire Others | Part | #10-3 Type NM 600 Volt Non-Metallic Sheathed Cable (Romex) Without Ground | #10-3 Type NM 600 Volt Non-Metallic Sheathed Cable (Romex) Without Ground | ft | 1.12 | 0.0075 | Part-366 | [7 empty] | Yes
38920196 | 2025 COST CATALOG BRIGHTRONIX\Wire Others | Part | #2-3 Type SEU 600 Volt Copper Stranded Service Entrance Cable | #2-3 Type SEU 600 Volt Copper Stranded Service Entrance Cable | ft | 5.45 | 0.016 | Part-284 | [7 empty] | Yes
38920197 | 2025 COST CATALOG BRIGHTRONIX\Wire Others | Part | #2-2 & 4-1 Type SEU 600 Volt Copper Stranded Service Entrance Cable | #2-2 & 4-1 Type SEU 600 Volt Copper Stranded Service Entrance Cable | ft | 4.78 | 0.016 | Part-292 | [7 empty] | Yes
38920198 | 2025 COST CATALOG BRIGHTRONIX\Wire Others | Part | #12-3 Type NM 600 Volt Non-Metallic Sheathed Cable (Romex) Without Ground | #12-3 Type NM 600 Volt Non-Metallic Sheathed Cable (Romex) Without Ground | ft | 0.708 | 0.007 | Part-365 | [7 empty] | Yes
38920204 | 2025 COST CATALOG BRIGHTRONIX\Wire Others | Part | #3/0-1/0-1 Type SER 600 Copper Cable, Style U | #3/0-1/0-1 Type SER 600 Copper Cable, Style U | ft | 20.2 | 0.026 | Part-300 | [7 empty] | Yes
38920205 | 2025 COST CATALOG BRIGHTRONIX\Wire Others | Part | #3-3 & 5-1 Type SER 600 Copper Cable, Style U | #3-3 & 5-1 Type SER 600 Copper Cable, Style U | ft | 6.75 | 0.017 | Part-295 | [7 empty] | Yes
38920207 | 2025 COST CATALOG BRIGHTRONIX\Wire Others | Part | #8-3 Type NM 600 Volt Non-Metallic Sheathed Cable (Romex) With Ground | #8-3 Type NM 600 Volt Non-Metallic Sheathed Cable (Romex) With Ground | ft | 1.7 | 0.01 | Part-378 | [7 empty] | Yes
38920208 | 2025 COST CATALOG BRIGHTRONIX\Wire Others | Part | #4-3 Type NM 600 Volt Non-Metallic Sheathed Cable (Romex) With Ground | #4-3 Type NM 600 Volt Non-Metallic Sheathed Cable (Romex) With Ground | ft | 4.94 | 0.016 | Part-380 | [7 empty] | Yes
38920215 | 2025 COST CATALOG BRIGHTRONIX\Wire Others | Part | #2 Split Bolt Connectors For Copper Wire Only | #2 Split Bolt Connectors For Copper Wire Only | ea | 11.9 | 0.3 | Part-331 | [7 empty] | Yes
38920216 | 2025 COST CATALOG BRIGHTRONIX\Wire Others | Part | #4-2 & 6-1 Type SEU 600 Volt Copper Stranded Service Entrance Cable | #4-2 & 6-1 Type SEU 600 Volt Copper Stranded Service Entrance Cable | ft | 3.07 | 0.0145 | Part-291 | [7 empty] | Yes
38920217 | 2025 COST CATALOG BRIGHTRONIX\Wire Others | Part | #4/0-3 Type SEU 600 Volt Copper Stranded Service Entrance Cable | #4/0-3 Type SEU 600 Volt Copper Stranded Service Entrance Cable | ft | 15.2 | 0.026 | Part-289 | [7 empty] | Yes
38920218 | 2025 COST CATALOG BRIGHTRONIX\Wire Others | Part | #4-3 Type NM 600 Volt Non-Metallic Sheathed Cable (Romex) Without Ground | #4-3 Type NM 600 Volt Non-Metallic Sheathed Cable (Romex) Without Ground | ft | 5.51 | 0.016 | Part-369 | [7 empty] | Yes
38920219 | 2025 COST CATALOG BRIGHTRONIX\Wire Others | Part | #6-3 Type SEU 600 Volt Copper Stranded Service Entrance Cable | #6-3 Type SEU 600 Volt Copper Stranded Service Entrance Cable | ft | 2.22 | 0.013 | Part-282 | [7 empty] | Yes
38920220 | 2025 COST CATALOG BRIGHTRONIX\Wire Others | Part | #8-3 Type SEU 600 Volt Copper Stranded Service Entrance Cable | #8-3 Type SEU 600 Volt Copper Stranded Service Entrance Cable | ft | 1.3 | 0.011 | Part-281 | [7 empty] | Yes
38920221 | 2025 COST CATALOG BRIGHTRONIX\Wire Others | Part | #10-3 Type SEU 600 Volt Copper Stranded Service Entrance Cable | #10-3 Type SEU 600 Volt Copper Stranded Service Entrance Cable | ft | 0.82 | 0.0085 | Part-280 | [7 empty] | Yes
38920223 | 2025 COST CATALOG BRIGHTRONIX\Wire Others | Part | #12-3 Copper Solid Armored (MC) Cable 250 ft roll and micellaneos | #12-3 Copper Solid Armored (MC) Cable | ft | 0.9 | 0.02 | [8 empty] | Yes
38920224 | 2025 COST CATALOG BRIGHTRONIX\Wire Others | Part | #6-3 Type NM 600 Volt Non-Metallic Sheathed Cable (Romex) Without Ground | #6-3 Type NM 600 Volt Non-Metallic Sheathed Cable (Romex) Without Ground | ft | 3.12 | 0.014 | Part-368 | [7 empty] | Yes
38920225 | 2025 COST CATALOG BRIGHTRONIX\Wire Others | Part | #12-2 Type NM 600 Volt Non-Metallic Sheathed Cable (Romex) Without Ground | #12-2 Type NM 600 Volt Non-Metallic Sheathed Cable (Romex) Without Ground | ft | 0.503 | 0.0065 | Part-362 | [7 empty] | Yes
38920226 | 2025 COST CATALOG BRIGHTRONIX\Wire Others | Part | #6-3 Type NM 600 Volt Non-Metallic Sheathed Cable (Romex) With Ground | #6-3 Type NM 600 Volt Non-Metallic Sheathed Cable (Romex) With Ground | ft | 2.72 | 0.014 | Part-379 | [7 empty] | Yes
38920227 | 2025 COST CATALOG BRIGHTRONIX\Wire Others | Part | #14-3 Type NM 600 Volt Non-Metallic Sheathed Cable (Romex) With Ground | #14-3 Type NM 600 Volt Non-Metallic Sheathed Cable (Romex) With Ground | ft | 0.403 | 0.0065 | Part-375 | [7 empty] | Yes
38920228 | 2025 COST CATALOG BRIGHTRONIX\Wire Others | Part | #8-2 Type NM 600 Volt Non-Metallic Sheathed Cable (Romex) With Ground | #8-2 Type NM 600 Volt Non-Metallic Sheathed Cable (Romex) With Ground | ft | 1.16 | 0.009 | Part-373 | [7 empty] | Yes
38920229 | 2025 COST CATALOG BRIGHTRONIX\Wire Others | Part | #10-2 Type NM 600 Volt Non-Metallic Sheathed Cable (Romex) With Ground | #10-2 Type NM 600 Volt Non-Metallic Sheathed Cable (Romex) With Ground | ft | 0.734 | 0.007 | Part-372 | [7 empty] | Yes
38920230 | 2025 COST CATALOG BRIGHTRONIX\Wire Others | Part | #14-3 Type NM 600 Volt Non-Metallic Sheathed Cable (Romex) Without Ground | #14-3 Type NM 600 Volt Non-Metallic Sheathed Cable (Romex) Without Ground | ft | 0.457 | 0.0065 | Part-364 | [7 empty] | Yes
38920232 | 2025 COST CATALOG BRIGHTRONIX\Wire Others | Part | #4-3 & 6-1 Type SER 600 Copper Cable, Style U | #4-3 & 6-1 Type SER 600 Copper Cable, Style U | ft | 5.2 | 0.016 | Part-294 | [7 empty] | Yes
38920235 | 2025 COST CATALOG BRIGHTRONIX\Wire Others | Part | #2/0-3 & 1-1 Type SER 600 Copper Cable, Style U | #2/0-3 & 1-1 Type SER 600 Copper Cable, Style U | ft | 16.2 | 0.024 | Part-299 | [7 empty] | Yes
38920236 | 2025 COST CATALOG BRIGHTRONIX\Wire Others | Part | #6-2 Type NM 600 Volt Non-Metallic Sheathed Cable (Romex) With Ground | #6-2 Type NM 600 Volt Non-Metallic Sheathed Cable (Romex) With Ground | ft | 1.84 | 0.012 | Part-374 | [7 empty] | Yes
38920237 | 2025 COST CATALOG BRIGHTRONIX\Wire Others | Part | #8-3 Type NM 600 Volt Non-Metallic Sheathed Cable (Romex) Without Ground | #8-3 Type NM 600 Volt Non-Metallic Sheathed Cable (Romex) Without Ground | ft | 1.94 | 0.01 | Part-367 | [7 empty] | Yes
38920238 | 2025 COST CATALOG BRIGHTRONIX\Wire Others | Part | #2-3 & 4-1 Type SER 600 Copper Cable, Style U | #2-3 & 4-1 Type SER 600 Copper Cable, Style U | ft | 8.2 | 0.018 | Part-296 | [7 empty] | Yes
38920239 | 2025 COST CATALOG BRIGHTRONIX\Wire Others | Part | #1-3 & 3-1 Type SER 600 Copper Cable, Style U | #1-3 & 3-1 Type SER 600 Copper Cable, Style U | ft | 10.3 | 0.021 | Part-297 | [7 empty] | Yes
38920243 | 2025 COST CATALOG BRIGHTRONIX\Wire Others | Part | #1-3 Type SEU 600 Volt Copper Stranded Service Entrance Cable | #1-3 Type SEU 600 Volt Copper Stranded Service Entrance Cable | ft | 7 | 0.018 | Part-285 | [7 empty] | Yes
38920244 | 2025 COST CATALOG BRIGHTRONIX\Wire Others | Part | #2/0-3 Type SEU 600 Volt Copper Stranded Service Entrance Cable | #2/0-3 Type SEU 600 Volt Copper Stranded Service Entrance Cable | ft | 10.9 | 0.022 | Part-287 | [7 empty] | Yes
38920245 | 2025 COST CATALOG BRIGHTRONIX\Wire Others | Part | #12-2 Copper Solid Armored (MC) Cable 250 ft roll and micellaneos | #12-2 Copper Solid Armored (MC) Cable | ft | 0.6 | 0.02 | [8 empty] | Yes
38920246 | 2025 COST CATALOG BRIGHTRONIX\Wire Others | Part | 4 #10THHN, Solid 100' 3/4" PVC Conduit, 2 Terminal Adapters and 2 Elbows | 4 #10THHN, Solid 100' 3/4" PVC Conduit, 2 Terminal Adapters and 2 Elbows | ft | 2.03 | 0.0652 | Part-123 | [7 empty] | Yes
38920247 | 2025 COST CATALOG BRIGHTRONIX\Wire Others | Part | #4/0-2/0-1 Type SER 600 Copper Cable, Style U | #4/0-2/0-1 Type SER 600 Copper Cable, Style U | ft | 25.5 | 0.028 | Part-301 | [7 empty] | Yes
38920248 | 2025 COST CATALOG BRIGHTRONIX\Wire Others | Part | #14-2 Type NM 600 Volt Non-Metallic Sheathed Cable (Romex) Without Ground | #14-2 Type NM 600 Volt Non-Metallic Sheathed Cable (Romex) Without Ground | ft | 0.327 | 0.006 | Part-361 | [7 empty] | Yes
38920251 | 2025 COST CATALOG BRIGHTRONIX\Wire Others | Part | #1/0-3 Type SEU 600 Volt Copper Stranded Service Entrance Cable | #1/0-3 Type SEU 600 Volt Copper Stranded Service Entrance Cable | ft | 8.7 | 0.02 | Part-286 | [7 empty] | Yes
38920252 | 2025 COST CATALOG BRIGHTRONIX\Wire Others | Part | #4-3 Type SEU 600 Volt Copper Stranded Service Entrance Cable | #4-3 Type SEU 600 Volt Copper Stranded Service Entrance Cable | ft | 3.67 | 0.014 | Part-283 | [7 empty] | Yes
38920253 | 2025 COST CATALOG BRIGHTRONIX\Wire Others | Part | #6-4 Type SER 600 Copper Cable, Style U | #6-4 Type SER 600 Copper Cable, Style U | ft | 3.62 | 0.0145 | Part-293 | [7 empty] | Yes
38920262 | 2025 COST CATALOG BRIGHTRONIX\Wire Others | Part | #6-2 & 8-1 Type SEU 600 Volt Copper Stranded Service Entrance Cable | #6-2 & 8-1 Type SEU 600 Volt Copper Stranded Service Entrance Cable | ft | 1.96 | 0.013 | Part-290 | [7 empty] | Yes
38920263 | 2025 COST CATALOG BRIGHTRONIX\Wire Others | Part | #2 Split Bolt Connectors For Copper Wire Only | #2 Split Bolt Connectors For Copper Wire Only | ea | 11.9 | 0.3 | Part-330 | [7 empty] | Yes
38920265 | 2025 COST CATALOG BRIGHTRONIX\Wire Others | Part | #12-3 Type NM 600 Volt Non-Metallic Sheathed Cable (Romex) With Ground | #12-3 Type NM 600 Volt Non-Metallic Sheathed Cable (Romex) With Ground | ft | 0.662 | 0.007 | Part-376 | [7 empty] | Yes
38920266 | 2025 COST CATALOG BRIGHTRONIX\Wire Others | Part | #14-2 Type NM 600 Volt Non-Metallic Sheathed Cable (Romex) With Ground | #14-2 Type NM 600 Volt Non-Metallic Sheathed Cable (Romex) With Ground | ft | 0.288 | 0.006 | Part-370 | [7 empty] | Yes
38920267 | 2025 COST CATALOG BRIGHTRONIX\Wire Others | Part | #12-2 Type NM 600 Volt Non-Metallic Sheathed Cable (Romex) With Ground | #12-2 Type NM 600 Volt Non-Metallic Sheathed Cable (Romex) With Ground | ft | 0.438 | 0.0065 | Part-371 | [7 empty] | Yes
38920268 | 2025 COST CATALOG BRIGHTRONIX\Wire Others | Part | #1/0-3 & 2-1 Type SER 600 Copper Cable, Style U | #1/0-3 & 2-1 Type SER 600 Copper Cable, Style U | ft | 12.9 | 0.022 | Part-298 | [7 empty] | Yes
38920269 | 2025 COST CATALOG BRIGHTRONIX\Wire Others | Part | #10-2 Type NM 600 Volt Non-Metallic Sheathed Cable (Romex) Without Ground | #10-2 Type NM 600 Volt Non-Metallic Sheathed Cable (Romex) Without Ground | ft | 0.794 | 0.007 | Part-363 | [7 empty] | Yes
38920270 | 2025 COST CATALOG BRIGHTRONIX\Wire Others | Part | #10-3 Type NM 600 Volt Non-Metallic Sheathed Cable (Romex) With Ground | #10-3 Type NM 600 Volt Non-Metallic Sheathed Cable (Romex) With Ground | ft | 1.05 | 0.0075 | Part-377 | [7 empty] | Yes
39304152 | 2025 COST CATALOG BRIGHTRONIX\Wire Others | Part | #2/0-3 & 1-1 Type SER 600 Copper Cable, Style U | #2/0-3 & 1-1 Type SER 600 Copper Cable, Style U | ft | 16.2 | 0.024 | [8 empty] | Yes
39304154 | 2025 COST CATALOG BRIGHTRONIX\Wire Others | Part | #4/0-3 Type SEU 600 Volt Copper Stranded Service Entrance Cable | #4/0-3 Type SEU 600 Volt Copper Stranded Service Entrance Cable | ft | 15.2 | 0.026 | [8 empty] | Yes
39304155 | 2025 COST CATALOG BRIGHTRONIX\Wire Others | Part | #1-3 & 3-1 Type SER 600 Copper Cable, Style U | #1-3 & 3-1 Type SER 600 Copper Cable, Style U | ft | 10.3 | 0.021 | [8 empty] | Yes
39304157 | 2025 COST CATALOG BRIGHTRONIX\Wire Others | Part | #2-3 & 4-1 Type SER 600 Copper Cable, Style U | #2-3 & 4-1 Type SER 600 Copper Cable, Style U | ft | 8.2 | 0.018 | [8 empty] | Yes
39304158 | 2025 COST CATALOG BRIGHTRONIX\Wire Others | Part | #3-3 & 5-1 Type SER 600 Copper Cable, Style U | #3-3 & 5-1 Type SER 600 Copper Cable, Style U | ft | 6.75 | 0.017 | [8 empty] | Yes
39304159 | 2025 COST CATALOG BRIGHTRONIX\Wire Others | Part | #4-2 & 6-1 Type SEU 600 Volt Copper Stranded Service Entrance Cable | #4-2 & 6-1 Type SEU 600 Volt Copper Stranded Service Entrance Cable | ft | 3.07 | 0.0145 | [8 empty] | Yes
39304160 | 2025 COST CATALOG BRIGHTRONIX\Wire Others | Part | #3/0-3 Type SEU 600 Volt Copper Stranded Service Entrance Cable | #3/0-3 Type SEU 600 Volt Copper Stranded Service Entrance Cable | ft | 13.7 | 0.024 | [8 empty] | Yes
39304162 | 2025 COST CATALOG BRIGHTRONIX\Wire Others | Part | 1/2" Standard Cable MC Connectors, 1 Screw Squeeze Type | 1/2" Standard Cable MC Connectors, 1 Screw Squeeze Type | ea | 1.4 | 0.05 | [8 empty] | Yes
39304165 | 2025 COST CATALOG BRIGHTRONIX\Wire Others | Part | #2-2 & 4-1 Type SEU 600 Volt Copper Stranded Service Entrance Cable | #2-2 & 4-1 Type SEU 600 Volt Copper Stranded Service Entrance Cable | ft | 4.78 | 0.016 | [8 empty] | Yes
39304166 | 2025 COST CATALOG BRIGHTRONIX\Wire Others | Part | #12-2 Copper Solid Armored (MC) Cable Hospital Rated | #12-2 Copper Solid Armored (MC) Cable Hospital Rated | ft | 1.45 | 0.0095 | [8 empty] | Yes
39304169 | 2025 COST CATALOG BRIGHTRONIX\Wire Others | Part | 12-3 MC cable 250 ft and estimated miscellaneous | 12 3 mc cable | ft | 1.6 | 0.12 | [8 empty] | Yes
39304170 | 2025 COST CATALOG BRIGHTRONIX\Wire Others | Part | #12-2 Copper Solid Armored (MC) Cable | #12-2 Copper Solid Armored (MC) Cable | ft | 0.7 | 0.0095 | [8 empty] | Yes
39304171 | 2025 COST CATALOG BRIGHTRONIX\Wire Others | Part | #4-3 & 6-1 Type SER 600 Copper Cable, Style U | #4-3 & 6-1 Type SER 600 Copper Cable, Style U | ft | 5.2 | 0.016 | [8 empty] | Yes
39304172 | 2025 COST CATALOG BRIGHTRONIX\Wire Others | Part | #2-3 Type SEU 600 Volt Copper Stranded Service Entrance Cable | #2-3 Type SEU 600 Volt Copper Stranded Service Entrance Cable | ft | 5.45 | 0.016 | [8 empty] | Yes
39304177 | 2025 COST CATALOG BRIGHTRONIX\Wire Others | Part | #3/0-1/0-1 Type SER 600 Copper Cable, Style U | #3/0-1/0-1 Type SER 600 Copper Cable, Style U | ft | 20.2 | 0.026 | [8 empty] | Yes
39304182 | 2025 COST CATALOG BRIGHTRONIX\Wire Others | Part | #2/0-3 Type SEU 600 Volt Copper Stranded Service Entrance Cable | #2/0-3 Type SEU 600 Volt Copper Stranded Service Entrance Cable | ft | 10.9 | 0.022 | [8 empty] | Yes
39304183 | 2025 COST CATALOG BRIGHTRONIX\Wire Others | Part | #1/0-3 Type SEU 600 Volt Copper Stranded Service Entrance Cable | #1/0-3 Type SEU 600 Volt Copper Stranded Service Entrance Cable | ft | 8.7 | 0.02 | [8 empty] | Yes
39304184 | 2025 COST CATALOG BRIGHTRONIX\Wire Others | Part | #1-3 Type SEU 600 Volt Copper Stranded Service Entrance Cable | #1-3 Type SEU 600 Volt Copper Stranded Service Entrance Cable | ft | 7 | 0.018 | [8 empty] | Yes
39304185 | 2025 COST CATALOG BRIGHTRONIX\Wire Others | Part | #4-3 Type SEU 600 Volt Copper Stranded Service Entrance Cable | #4-3 Type SEU 600 Volt Copper Stranded Service Entrance Cable | ft | 3.67 | 0.014 | [8 empty] | Yes
39304190 | 2025 COST CATALOG BRIGHTRONIX\Wire Others | Part | #1/0-3 & 2-1 Type SER 600 Copper Cable, Style U | #1/0-3 & 2-1 Type SER 600 Copper Cable, Style U | ft | 12.9 | 0.022 | [8 empty] | Yes
39304198 | 2025 COST CATALOG BRIGHTRONIX\Wire Others | Part | 12/3 MC Cable - w/Ground, Aluminum Armor, Solid | 12/3 Copper Conductors with Ground, 600V, Interlocked Aluminum Armor, Solid | ft | 1.22 | 0.095 | [8 empty] | Yes
39591749 | 2025 COST CATALOG BRIGHTRONIX\Fire Alarm | Part | 18-2 Fire Cable Plenum | 18 Gauge Two Conductor Solid Copper Fire Rated Plenum Cable | ft | 0 | 0.0075 | [8 empty] | Yes
39591750 | 2025 COST CATALOG BRIGHTRONIX\Fire Alarm | Part | Horn - Wall Mounted - Outdoor | Notification Horn - Wall Mount - Outdoor | ea | 0 | 1 | [8 empty] | Yes
39591751 | 2025 COST CATALOG BRIGHTRONIX\Fire Alarm | Part | Remote Power Supply | Addressable Remote NAC Power Supply | ea | 0 | 2 | [8 empty] | Yes
39591752 | 2025 COST CATALOG BRIGHTRONIX\Fire Alarm | Part | Strobe - Ceiling Mounted | Notification Strobe - Ceiling Mount | ea | 0 | 1 | [8 empty] | Yes
39591753 | 2025 COST CATALOG BRIGHTRONIX\Fire Alarm | Part | 16-4 Fire Cable Plenum | 16 Gauge Four Conductor Solid Copper Fire Rated Plenum Cable | ft | 0 | 0.0075 | [8 empty] | Yes
39591754 | 2025 COST CATALOG BRIGHTRONIX\Fire Alarm | Part | Fire Alarm DACT | IP & Cellular Fire Alarm Communicator | ea | 0 | 1 | [8 empty] | Yes
39591755 | 2025 COST CATALOG BRIGHTRONIX\Fire Alarm | Part | Duct Detector Sampling Tube | Duct Detector Sampling Tube | ea | 0 | 0.25 | [8 empty] | Yes
39591756 | 2025 COST CATALOG BRIGHTRONIX\Fire Alarm | Part | Addressable Control Panel | 50-100 Point Single Loop Addressable Fire Alarm Control Panel | ea | 0 | 6 | [8 empty] | Yes
39591757 | 2025 COST CATALOG BRIGHTRONIX\Fire Alarm | Part | Horn Strobe - Wall Mounted - Outdoor | Notification Horn/Strobe - Wall Mount - Outdoor | ea | 0 | 1 | [8 empty] | Yes
39591758 | 2025 COST CATALOG BRIGHTRONIX\Fire Alarm | Part | Horn Strobe - Wall Mounted | Notification Horn/Strobe - Wall Mount | ea | 0 | 1 | [8 empty] | Yes
39591759 | 2025 COST CATALOG BRIGHTRONIX\Fire Alarm | Part | Strobe - Wall Mounted | Notification Strobe - Wall Mount | ea | 0 | 1 | [8 empty] | Yes
39591760 | 2025 COST CATALOG BRIGHTRONIX\Fire Alarm | Part | Remote Annunciator | LCD Remote Fire Annunciator | ea | 0 | 2 | [8 empty] | Yes
39591761 | 2025 COST CATALOG BRIGHTRONIX\Fire Alarm | Part | Fire Panel Battery | Fire Panel Battery, 12v | ea | 0 | 0.16667 | [8 empty] | Yes
39591762 | 2025 COST CATALOG BRIGHTRONIX\Fire Alarm | Part | Horn - Ceiling Mounted | Notification Horn - Ceiling Mount | ea | 0 | 1 | [8 empty] | Yes
39591763 | 2025 COST CATALOG BRIGHTRONIX\Fire Alarm | Part | Horn Strobe - Ceiling Mounted - Outdoor | Notification Horn/Strobe - Ceiling Mount - Outdoor | ea | 0 | 1 | [8 empty] | Yes
39591764 | 2025 COST CATALOG BRIGHTRONIX\Fire Alarm | Part | Horn - Ceiling Mounted - Outdoor | Notification Horn - Ceiling Mount - Outdoor | ea | 0 | 1 | [8 empty] | Yes
39591765 | 2025 COST CATALOG BRIGHTRONIX\Fire Alarm | Part | Strobe - Wall Mounted - Outdoor | Notification Strobe - Wall Mount - Outdoor | ea | 0 | 1 | [8 empty] | Yes
39591766 | 2025 COST CATALOG BRIGHTRONIX\Fire Alarm | Part | Horn Strobe - Ceiling Mounted | Notification Horn/Strobe - Ceiling Mount | ea | 0 | 1 | [8 empty] | Yes
39591767 | 2025 COST CATALOG BRIGHTRONIX\Fire Alarm | Part | Strobe - Ceiling Mounted - Outdoor | Notification Strobe - Ceiling Mount - Outdoor | ea | 0 | 1 | [8 empty] | Yes
39591768 | 2025 COST CATALOG BRIGHTRONIX\Fire Alarm | Part | Cat 6, plenum-rated cable | Cat 6, plenum-rated cable | ft | 0.3 | 0.0075 | [8 empty] | Yes
39591769 | 2025 COST CATALOG BRIGHTRONIX\Fire Alarm | Part | Fire alarm package |  | ea | 15000 | 1 | [8 empty] | Yes
39591770 | 2025 COST CATALOG BRIGHTRONIX\Fire Alarm | Part | Control Module | Addressable Control Module | ea | 0 | 1 | [8 empty] | Yes
39591771 | 2025 COST CATALOG BRIGHTRONIX\Fire Alarm | Part | Heat Detector | Addressable Heat Detector | ea | 0 | 1 | [8 empty] | Yes
39591772 | 2025 COST CATALOG BRIGHTRONIX\Fire Alarm | Part | Relay Module | Addressable Relay Module | ea | 0 | 1 | [8 empty] | Yes
39591773 | 2025 COST CATALOG BRIGHTRONIX\Fire Alarm | Part | Input Monitor Module | Addressable Input Monitor Module | ea | 0 | 1 | [8 empty] | Yes
39591774 | 2025 COST CATALOG BRIGHTRONIX\Fire Alarm | Part | 16-2 Fire Cable Plenum | 16 Gauge Two Conductor Solid Copper Fire Rated Plenum Cable | ft | 0 | 0.0075 | [8 empty] | Yes
39591775 | 2025 COST CATALOG BRIGHTRONIX\Fire Alarm | Part | Cellular Communicator | GSM Fire Alarm Communicator | ea | 0 | 1 | [8 empty] | Yes
39591776 | 2025 COST CATALOG BRIGHTRONIX\Fire Alarm | Part | Surge Protection | Surge Protection Device Mounted in Enclosure | ea | 0 | 0.5 | [8 empty] | Yes
39591777 | 2025 COST CATALOG BRIGHTRONIX\Fire Alarm | Part | Remote Test Module | Remote Test Module for Duct Detectors | ea | 0 | 1 | [8 empty] | Yes
39591778 | 2025 COST CATALOG BRIGHTRONIX\Fire Alarm | Part | Duct Detector | Addressable Duct Detector | ea | 0 | 1 | [8 empty] | Yes
39591779 | 2025 COST CATALOG BRIGHTRONIX\Fire Alarm | Part | 18-4 Fire Cable Plenum | 18 Gauge Four Conductor Solid Copper Fire Rated Plenum Cable | ft | 0 | 0.0075 | [8 empty] | Yes
39591780 | 2025 COST CATALOG BRIGHTRONIX\Fire Alarm | Part | 24 Volt Transformer | 24 Volt 3A Transformer | ea | 0 | 0.5 | [8 empty] | Yes
39591781 | 2025 COST CATALOG BRIGHTRONIX\Fire Alarm | Part | Pull Station | Addressable Pull Station | ea | 0 | 1 | [8 empty] | Yes
39591782 | 2025 COST CATALOG BRIGHTRONIX\Fire Alarm | Part | Horn - Wall Mounted | Notification Horn - Wall Mount | ea | 0 | 1 | [8 empty] | Yes
39301446 | 2025 COST CATALOG BRIGHTRONIX\.IMC | Part | 1/2" 90-degree elbow, IMC | 1/2" 90-degree elbow, IMC | ea | 10.8 | 0.1 | [8 empty] | Yes
39301447 | 2025 COST CATALOG BRIGHTRONIX\.IMC | Part | 4" 45-degree elbow, IMC | 4" 45-degree elbow, IMC | ea | 206 | 0.3 | [8 empty] | Yes
39301448 | 2025 COST CATALOG BRIGHTRONIX\.IMC | Part | 3" 45-degree elbow, IMC | 3" 45-degree elbow, IMC | ea | 116 | 0.25 | [8 empty] | Yes
39301453 | 2025 COST CATALOG BRIGHTRONIX\.IMC | Part | 1-1/4" Conduit, IMC | 1-1/4" Conduit, IMC | ft | 1.37 | 0.065 | [8 empty] | Yes
39301454 | 2025 COST CATALOG BRIGHTRONIX\.IMC | Part | 1" Conduit, IMC | 1" Conduit, IMC | ft | 1.13 | 0.045 | [8 empty] | Yes
39301469 | 2025 COST CATALOG BRIGHTRONIX\.IMC | Part | 4" Conduit, IMC | 4" Conduit, IMC | ft | 7.82 | 0.17 | [8 empty] | Yes
39301499 | 2025 COST CATALOG BRIGHTRONIX\.IMC | Part | 2" 90-degree elbow, IMC | 2" 90-degree elbow, IMC | ea | 44 | 0.2 | [8 empty] | Yes
39301504 | 2025 COST CATALOG BRIGHTRONIX\.IMC | Part | 4" 90-degree elbow, IMC | 4" 90-degree elbow, IMC | ea | 211 | 0.3 | [8 empty] | Yes
39301505 | 2025 COST CATALOG BRIGHTRONIX\.IMC | Part | 3-1/2" 90-degree elbow, IMC | 3-1/2" 90-degree elbow, IMC | ea | 179 | 0.25 | [8 empty] | Yes
39301506 | 2025 COST CATALOG BRIGHTRONIX\.IMC | Part | 2-1/2" 45-degree elbow, IMC | 2-1/2" 45-degree elbow, IMC | ea | 76.1 | 0.2 | [8 empty] | Yes
39301561 | 2025 COST CATALOG BRIGHTRONIX\.IMC | Part | 2-1/2" Conduit, IMC | 2-1/2" Conduit, IMC | ft | 4.78 | 0.11 | [8 empty] | Yes
39301562 | 2025 COST CATALOG BRIGHTRONIX\.IMC | Part | 1-1/2" Conduit, IMC | 1-1/2" Conduit, IMC | ft | 1.75 | 0.0725 | [8 empty] | Yes
39301581 | 2025 COST CATALOG BRIGHTRONIX\.IMC | Part | 3" 90-degree elbow, IMC | 3" 90-degree elbow, IMC | ea | 119 | 0.25 | [8 empty] | Yes
39301582 | 2025 COST CATALOG BRIGHTRONIX\.IMC | Part | 2-1/2" 90-degree elbow, IMC | 2-1/2" 90-degree elbow, IMC | ea | 75.1 | 0.2 | [8 empty] | Yes
39301583 | 2025 COST CATALOG BRIGHTRONIX\.IMC | Part | 1-1/2" 90-degree elbow, IMC | 1-1/2" 90-degree elbow, IMC | ea | 28.9 | 0.15 | [8 empty] | Yes
39301585 | 2025 COST CATALOG BRIGHTRONIX\.IMC | Part | 1-1/4" 90-degree elbow, IMC | 1-1/4" 90-degree elbow, IMC | ea | 27.4 | 0.15 | [8 empty] | Yes
39301586 | 2025 COST CATALOG BRIGHTRONIX\.IMC | Part | 1" 90-degree elbow, IMC | 1" 90-degree elbow, IMC | ea | 17.4 | 0.1 | [8 empty] | Yes
39301587 | 2025 COST CATALOG BRIGHTRONIX\.IMC | Part | 3/4" 90-degree elbow, IMC | 3/4" 90-degree elbow, IMC | ea | 13 | 0.1 | [8 empty] | Yes
39301593 | 2025 COST CATALOG BRIGHTRONIX\.IMC | Part | 2" 45-degree elbow, IMC | 2" 45-degree elbow, IMC | ea | 43.4 | 0.2 | [8 empty] | Yes
39301594 | 2025 COST CATALOG BRIGHTRONIX\.IMC | Part | 1-1/2" 45-degree elbow, IMC | 1-1/2" 45-degree elbow, IMC | ea | 30 | 0.15 | [8 empty] | Yes
39301597 | 2025 COST CATALOG BRIGHTRONIX\.IMC | Part | 1" 45-degree elbow, IMC | 1" 45-degree elbow, IMC | ea | 18 | 0.1 | [8 empty] | Yes
39301598 | 2025 COST CATALOG BRIGHTRONIX\.IMC | Part | 1-1/4" 45-degree elbow, IMC | 1-1/4" 45-degree elbow, IMC | ea | 27.4 | 0.15 | [8 empty] | Yes
39301635 | 2025 COST CATALOG BRIGHTRONIX\.IMC | Part | 1/2" 45-degree elbow, IMC | 1/2" 45-degree elbow, IMC | ea | 9.49 | 0.1 | [8 empty] | Yes
39301636 | 2025 COST CATALOG BRIGHTRONIX\.IMC | Part | 3-1/2" Conduit, IMC | 3-1/2" Conduit, IMC | ft | 6.62 | 0.15 | [8 empty] | Yes
39301637 | 2025 COST CATALOG BRIGHTRONIX\.IMC | Part | 3" Conduit, IMC | 3" Conduit, IMC | ft | 5.74 | 0.13 | [8 empty] | Yes
39301638 | 2025 COST CATALOG BRIGHTRONIX\.IMC | Part | 2" Conduit, IMC | 2" Conduit, IMC | ft | 2.33 | 0.09 | [8 empty] | Yes
39301639 | 2025 COST CATALOG BRIGHTRONIX\.IMC | Part | 3/4" Conduit, IMC | 3/4" Conduit, IMC | ft | 0.707 | 0.04 | [8 empty] | Yes
39301640 | 2025 COST CATALOG BRIGHTRONIX\.IMC | Part | 1/2" Conduit, IMC | 1/2" Conduit, IMC | ft | 0.672 | 0.0375 | [8 empty] | Yes
39301654 | 2025 COST CATALOG BRIGHTRONIX\.IMC | Part | 3-1/2" 45-degree elbow, IMC | 3-1/2" 45-degree elbow, IMC | ea | 175 | 0.25 | [8 empty] | Yes
39301660 | 2025 COST CATALOG BRIGHTRONIX\.IMC | Part | 3/4" 45-degree elbow, IMC | 3/4" 45-degree elbow, IMC | ea | 11.6 | 0.1 | [8 empty] | Yes
39301414 | 2025 COST CATALOG BRIGHTRONIX\.RMC | Part | 4" 90-degree elbows, RMC | 4" 90-degree rigid steel elbows | ea | 177.4929 | 0.3 | STEEL_RMC-2025 | [7 empty] | Yes
39301422 | 2025 COST CATALOG BRIGHTRONIX\.RMC | Part | 5" 90-degree elbows, RMC | 5" 90-degree rigid steel elbows | ea | 521.0513 | 0.5 | STEEL_RMC-2025 | [7 empty] | Yes
39301428 | 2025 COST CATALOG BRIGHTRONIX\.RMC | Part | 2" 90-degree elbows, RMC | 2" 90-degree rigid steel elbows | ea | 44.9111 | 0.2 | STEEL_RMC-2025 | [7 empty] | Yes
39301429 | 2025 COST CATALOG BRIGHTRONIX\.RMC | Part | 6" Rigid steel conduit | 6" Rigid steel conduit | ft | 67 | 0.3 | STEEL_RMC-2025 | [7 empty] | Yes
39301434 | 2025 COST CATALOG BRIGHTRONIX\.RMC | Part | 3/4" rigid steel couplings | 3/4" rigid steel couplings | ea | 3.4506 | 0.06 | STEEL_RMC-2025 | [7 empty] | Yes
39301435 | 2025 COST CATALOG BRIGHTRONIX\.RMC | Part | 2" rigid steel couplings | 2" rigid steel couplings | ea | 11.513 | 0.15 | STEEL_RMC-2025 | [7 empty] | Yes
39301436 | 2025 COST CATALOG BRIGHTRONIX\.RMC | Part | 1-1/2" rigid steel couplings | 1-1/2" rigid steel couplings | ea | 9.064 | 0.1 | STEEL_RMC-2025 | [7 empty] | Yes
39301437 | 2025 COST CATALOG BRIGHTRONIX\.RMC | Part | 1-1/4" rigid steel couplings | 1-1/4" rigid steel couplings | ea | 6.9651 | 0.1 | STEEL_RMC-2025 | [7 empty] | Yes
39301438 | 2025 COST CATALOG BRIGHTRONIX\.RMC | Part | 1" rigid steel couplings | 1" rigid steel couplings | ea | 5 | 0.08 | STEEL_RMC-2025 | [7 empty] | Yes
39301439 | 2025 COST CATALOG BRIGHTRONIX\.RMC | Part | 1/2" rigid steel couplings | 1/2" rigid steel couplings | ea | 2.9 | 0.05 | STEEL_RMC-2025 | [7 empty] | Yes
39301444 | 2025 COST CATALOG BRIGHTRONIX\.RMC | Part | 3/4" 45-degree elbows, RMC | 3/4" 45-degree rigid steel elbows | ea | 12.5 | 0.1 | STEEL_RMC-2025 | [7 empty] | Yes
39301445 | 2025 COST CATALOG BRIGHTRONIX\.RMC | Part | 1" 45-degree elbows, RMC | 1" 45-degree rigid steel elbows | ea | 19.5002 | 0.12 | STEEL_RMC-2025 | [7 empty] | Yes
39301451 | 2025 COST CATALOG BRIGHTRONIX\.RMC | Part | 1-1/4" 90-degree elbows, RMC | 1-1/4" 90-degree rigid steel elbows | ea | 24.1862 | 0.15 | STEEL_RMC-2025 | [7 empty] | Yes
39301455 | 2025 COST CATALOG BRIGHTRONIX\.RMC | Part | 1" rigid steel terminations | 1" rigid steel terminations | ea | 2.16 | 0.08 | STEEL_RMC-2025 | [7 empty] | Yes
39301456 | 2025 COST CATALOG BRIGHTRONIX\.RMC | Part | 3-1/2" Rigid steel conduit | 3-1/2" Rigid steel conduit | ft | 28.7657 | 0.16 | STEEL_RMC-2025 | [7 empty] | Yes
39301458 | 2025 COST CATALOG BRIGHTRONIX\.RMC | Part | 2-1/2" rigid steel couplings | 2-1/2" rigid steel couplings | ea | 30.9702 | 0.15 | STEEL_RMC-2025 | [7 empty] | Yes
39301467 | 2025 COST CATALOG BRIGHTRONIX\.RMC | Part | 1/2" rigid steel terminations | 1/2" rigid steel terminations | ea | 1.01 | 0.05 | STEEL_RMC-2025 | [7 empty] | Yes
39301468 | 2025 COST CATALOG BRIGHTRONIX\.RMC | Part | 3/4" rigid steel terminations | 3/4" rigid steel terminations | ea | 1.38 | 0.06 | STEEL_RMC-2025 | [7 empty] | Yes
39301470 | 2025 COST CATALOG BRIGHTRONIX\.RMC | Part | 3-1/2" rigid steel terminations | 3-1/2" rigid steel terminations | ea | 34.6 | 0.2 | STEEL_RMC-2025 | [7 empty] | Yes
39301471 | 2025 COST CATALOG BRIGHTRONIX\.RMC | Part | 3" rigid steel terminations | 3" rigid steel terminations | ea | 17.4 | 0.2 | STEEL_RMC-2025 | [7 empty] | Yes
39301472 | 2025 COST CATALOG BRIGHTRONIX\.RMC | Part | 2-1/2" rigid steel terminations | 2-1/2" rigid steel terminations | ea | 13.6 | 0.15 | STEEL_RMC-2025 | [7 empty] | Yes
39301473 | 2025 COST CATALOG BRIGHTRONIX\.RMC | Part | 2" rigid steel terminations | 2" rigid steel terminations | ea | 5.62 | 0.15 | STEEL_RMC-2025 | [7 empty] | Yes
39301474 | 2025 COST CATALOG BRIGHTRONIX\.RMC | Part | 1-1/2" rigid steel terminations | 1-1/2" rigid steel terminations | ea | 4.08 | 0.1 | STEEL_RMC-2025 | [7 empty] | Yes
39301476 | 2025 COST CATALOG BRIGHTRONIX\.RMC | Part | 5" Rigid steel conduit | 5" Rigid steel conduit | ft | 57.0627 | 0.25 | STEEL_RMC-2025 | [7 empty] | Yes
39301477 | 2025 COST CATALOG BRIGHTRONIX\.RMC | Part | 2-1/2" Rigid steel conduit | 2-1/2" Rigid steel conduit | ft | 19.3511 | 0.12 | STEEL_RMC-2025 | [7 empty] | Yes
39301478 | 2025 COST CATALOG BRIGHTRONIX\.RMC | Part | 2" Rigid steel conduit | 2" Rigid steel conduit | ft | 10.1068 | 0.1 | STEEL_RMC-2025 | [7 empty] | Yes
39301479 | 2025 COST CATALOG BRIGHTRONIX\.RMC | Part | 1-1/4" Rigid steel conduit | 1-1/4" Rigid steel conduit | ft | 7.3059 | 0.07 | STEEL_RMC-2025 | [7 empty] | Yes
39301480 | 2025 COST CATALOG BRIGHTRONIX\.RMC | Part | 1" Rigid steel conduit | 1" Rigid steel conduit | ft | 4.9735 | 0.05 | STEEL_RMC-2025 | [7 empty] | Yes
39301484 | 2025 COST CATALOG BRIGHTRONIX\.RMC | Part | 5" galvanized steel locknuts | 5" galvanized steel locknuts | ea | 22.4 | 0.1 | STEEL_RMC-2025 | [7 empty] | Yes
39301498 | 2025 COST CATALOG BRIGHTRONIX\.RMC | Part | 3-1/2" galvanized steel locknuts | 3-1/2" galvanized steel locknuts | ea | 10.1 | 0.07 | STEEL_RMC-2025 | [7 empty] | Yes
39301500 | 2025 COST CATALOG BRIGHTRONIX\.RMC | Part | 1-1/4" rigid steel couplings | 1-1/4" rigid steel couplings | ea | 6.9651 | 0.1 | STEEL_RMC-2025 | [7 empty] | Yes
39301501 | 2025 COST CATALOG BRIGHTRONIX\.RMC | Part | 1" rigid steel couplings | 1" rigid steel couplings | ea | 5 | 0.08 | STEEL_RMC-2025 | [7 empty] | Yes
39301502 | 2025 COST CATALOG BRIGHTRONIX\.RMC | Part | 3/4" rigid steel couplings | 3/4" rigid steel couplings | ea | 3.451 | 0.06 | STEEL_RMC-2025 | [7 empty] | Yes
39301503 | 2025 COST CATALOG BRIGHTRONIX\.RMC | Part | 1/2" rigid steel couplings | 1/2" rigid steel couplings | ea | 2.865 | 0.05 | STEEL_RMC-2025 | [7 empty] | Yes
39301508 | 2025 COST CATALOG BRIGHTRONIX\.RMC | Part | 6" galvanized steel locknuts | 6" galvanized steel locknuts | ea | 49.2 | 0.2 | STEEL_RMC-2025 | [7 empty] | Yes
39301519 | 2025 COST CATALOG BRIGHTRONIX\.RMC | Part | 4" rigid steel couplings | 4" rigid steel couplings | ea | 49.9485 | 0.25 | STEEL_RMC-2025 | [7 empty] | Yes
39301520 | 2025 COST CATALOG BRIGHTRONIX\.RMC | Part | 3-1/2" rigid steel couplings | 3-1/2" rigid steel couplings | ea | 51.05 | 0.2 | STEEL_RMC-2025 | [7 empty] | Yes
39301521 | 2025 COST CATALOG BRIGHTRONIX\.RMC | Part | 3" rigid steel couplings | 3" rigid steel couplings | ea | 37.3 | 0.2 | STEEL_RMC-2025 | [7 empty] | Yes
39301527 | 2025 COST CATALOG BRIGHTRONIX\.RMC | Part | 1/2" galvanized steel locknuts | 1/2" galvanized steel locknuts | ea | 0.22 | 0.02 | STEEL_RMC-2025 | [7 empty] | Yes
39301532 | 2025 COST CATALOG BRIGHTRONIX\.RMC | Part | 6" 90-degree elbows, RMC | 6" 90-degree rigid steel elbows | ea | 784.021 | 1 | STEEL_RMC-2025 | [7 empty] | Yes
39301533 | 2025 COST CATALOG BRIGHTRONIX\.RMC | Part | 3-1/2" 90-degree elbows, RMC | 3-1/2" 90-degree rigid steel elbows | ea | 174.1062 | 0.3 | STEEL_RMC-2025 | [7 empty] | Yes
39301534 | 2025 COST CATALOG BRIGHTRONIX\.RMC | Part | 3" 90-degree elbows, RMC | 3" 90-degree rigid steel elbows | ea | 121 | 0.25 | STEEL_RMC-2025 | [7 empty] | Yes
39301535 | 2025 COST CATALOG BRIGHTRONIX\.RMC | Part | 2-1/2" 90-degree elbows, RMC | 2-1/2" 90-degree rigid steel elbows | ea | 83.38 | 0.25 | STEEL_RMC-2025 | [7 empty] | Yes
39301536 | 2025 COST CATALOG BRIGHTRONIX\.RMC | Part | 1" 90-degree elbows, RMC | 1" 90-degree rigid steel elbows | ea | 17.31 | 0.12 | STEEL_RMC-2025 | [7 empty] | Yes
39301537 | 2025 COST CATALOG BRIGHTRONIX\.RMC | Part | 3/4" 90-degree elbows, RMC | 3/4" 90-degree rigid steel elbows | ea | 11.1 | 0.1 | STEEL_RMC-2025 | [7 empty] | Yes
39301538 | 2025 COST CATALOG BRIGHTRONIX\.RMC | Part | 1/2" 90-degree elbows, RMC | 1/2" 90-degree rigid steel elbows | ea | 11.11 | 0.1 | STEEL_RMC-2025 | [7 empty] | Yes
39301539 | 2025 COST CATALOG BRIGHTRONIX\.RMC | Part | 6" 45-degree elbows, RMC | 6" 45-degree rigid steel elbows | ea | 843.23 | 1 | STEEL_RMC-2025 | [7 empty] | Yes
39301540 | 2025 COST CATALOG BRIGHTRONIX\.RMC | Part | 5" 45-degree elbows, RMC | 5" 45-degree rigid steel elbows | ea | 671 | 0.5 | STEEL_RMC-2025 | [7 empty] | Yes
39301541 | 2025 COST CATALOG BRIGHTRONIX\.RMC | Part | 4" 45-degree elbows, RMC | 4" 45-degree rigid steel elbows | ea | 218.144 | 0.3 | STEEL_RMC-2025 | [7 empty] | Yes
39301542 | 2025 COST CATALOG BRIGHTRONIX\.RMC | Part | 3-1/2" 45-degree elbows, RMC | 3-1/2" 45-degree rigid steel elbows | ea | 182.0512 | 0.3 | STEEL_RMC-2025 | [7 empty] | Yes
39301543 | 2025 COST CATALOG BRIGHTRONIX\.RMC | Part | 3" 45-degree elbows, RMC | 3" 45-degree rigid steel elbows | ea | 132.444 | 0.25 | STEEL_RMC-2025 | [7 empty] | Yes
39301544 | 2025 COST CATALOG BRIGHTRONIX\.RMC | Part | 2-1/2" 45-degree elbows, RMC | 2-1/2" 45-degree rigid steel elbows | ea | 97.6 | 0.25 | STEEL_RMC-2025 | [7 empty] | Yes
39301545 | 2025 COST CATALOG BRIGHTRONIX\.RMC | Part | 2" 45-degree elbows, RMC | 2" 45-degree rigid steel elbows | ea | 45.53 | 0.2 | STEEL_RMC-2025 | [7 empty] | Yes
39301563 | 2025 COST CATALOG BRIGHTRONIX\.RMC | Part | 5" rigid steel terminations | 5" rigid steel terminations | ea | 83.8 | 0.3 | STEEL_RMC-2025 | [7 empty] | Yes
39301564 | 2025 COST CATALOG BRIGHTRONIX\.RMC | Part | 4" rigid steel terminations | 4" rigid steel terminations | ea | 39.8 | 0.25 | STEEL_RMC-2025 | [7 empty] | Yes
39301565 | 2025 COST CATALOG BRIGHTRONIX\.RMC | Part | 3" Rigid steel conduit | 3" Rigid steel conduit | ft | 21.9709 | 0.14 | STEEL_RMC-2025 | [7 empty] | Yes
39301570 | 2025 COST CATALOG BRIGHTRONIX\.RMC | Part | 5" rigid steel couplings | 5" rigid steel couplings | ea | 98.9492 | 0.3 | STEEL_RMC-2025 | [7 empty] | Yes
39301577 | 2025 COST CATALOG BRIGHTRONIX\.RMC | Part | 5" rigid steel couplings | 5" rigid steel couplings | ea | 98.9492 | 0.3 | STEEL_RMC-2025 | [7 empty] | Yes
39301580 | 2025 COST CATALOG BRIGHTRONIX\.RMC | Part | 1-1/2" rigid steel couplings | 1-1/2" rigid steel couplings | ea | 9.1 | 0.1 | STEEL_RMC-2025 | [7 empty] | Yes
39301584 | 2025 COST CATALOG BRIGHTRONIX\.RMC | Part | 3" galvanized steel locknuts | 3" galvanized steel locknuts | ea | 5.24 | 0.07 | STEEL_RMC-2025 | [7 empty] | Yes
39301588 | 2025 COST CATALOG BRIGHTRONIX\.RMC | Part | 4" galvanized steel locknuts | 4" galvanized steel locknuts | ea | 11.1 | 0.09 | STEEL_RMC-2025 | [7 empty] | Yes
39301599 | 2025 COST CATALOG BRIGHTRONIX\.RMC | Part | 3-1/2" rigid steel couplings | 3-1/2" rigid steel couplings | ea | 51.05 | 0.2 | STEEL_RMC-2025 | [7 empty] | Yes
39301600 | 2025 COST CATALOG BRIGHTRONIX\.RMC | Part | 4" rigid steel couplings | 4" rigid steel couplings | ea | 49.9485 | 0.25 | STEEL_RMC-2025 | [7 empty] | Yes
39301601 | 2025 COST CATALOG BRIGHTRONIX\.RMC | Part | 2-1/2" galvanized steel locknuts | 2-1/2" galvanized steel locknuts | ea | 4.12 | 0.05 | STEEL_RMC-2025 | [7 empty] | Yes
39301602 | 2025 COST CATALOG BRIGHTRONIX\.RMC | Part | 2" galvanized steel locknuts | 2" galvanized steel locknuts | ea | 1.67 | 0.05 | STEEL_RMC-2025 | [7 empty] | Yes
39301603 | 2025 COST CATALOG BRIGHTRONIX\.RMC | Part | 1-1/2" galvanized steel locknuts | 1-1/2" galvanized steel locknuts | ea | 1.13 | 0.03 | STEEL_RMC-2025 | [7 empty] | Yes
39301611 | 2025 COST CATALOG BRIGHTRONIX\.RMC | Part | 4" Rigid steel conduit | 4" Rigid steel conduit | ft | 30.4484 | 0.18 | STEEL_RMC-2025 | [7 empty] | Yes
39301613 | 2025 COST CATALOG BRIGHTRONIX\.RMC | Part | 1-1/4" rigid steel terminations | 1-1/4" rigid steel terminations | ea | 2.69 | 0.1 | STEEL_RMC-2025 | [7 empty] | Yes
39301614 | 2025 COST CATALOG BRIGHTRONIX\.RMC | Part | 1-1/4" galvanized steel locknuts | 1-1/4" galvanized steel locknuts | ea | 0.78 | 0.03 | STEEL_RMC-2025 | [7 empty] | Yes
39301615 | 2025 COST CATALOG BRIGHTRONIX\.RMC | Part | 1" galvanized steel locknuts | 1" galvanized steel locknuts | ea | 0.6 | 0.02 | STEEL_RMC-2025 | [7 empty] | Yes
39301616 | 2025 COST CATALOG BRIGHTRONIX\.RMC | Part | 3/4" galvanized steel locknuts | 3/4" galvanized steel locknuts | ea | 0.35 | 0.02 | STEEL_RMC-2025 | [7 empty] | Yes
39301622 | 2025 COST CATALOG BRIGHTRONIX\.RMC | Part | 2" rigid steel couplings | 2" rigid steel couplings | ea | 11.513 | 0.15 | STEEL_RMC-2025 | [7 empty] | Yes
39301623 | 2025 COST CATALOG BRIGHTRONIX\.RMC | Part | 3/4" Rigid steel conduit | 3/4" Rigid steel conduit | ft | 3.0672 | 0.045 | STEEL_RMC-2025 | [7 empty] | Yes
39301625 | 2025 COST CATALOG BRIGHTRONIX\.RMC | Part | 2-1/2" rigid steel couplings | 2-1/2" rigid steel couplings | ea | 31 | 0.15 | STEEL_RMC-2025 | [7 empty] | Yes
39301641 | 2025 COST CATALOG BRIGHTRONIX\.RMC | Part | 6" rigid steel terminations | 6" rigid steel terminations | ea | 160 | 0.5 | STEEL_RMC-2025 | [7 empty] | Yes
39301642 | 2025 COST CATALOG BRIGHTRONIX\.RMC | Part | 6" rigid steel couplings | 6" rigid steel couplings | ea | 149 | 0.5 | STEEL_RMC-2025 | [7 empty] | Yes
39301644 | 2025 COST CATALOG BRIGHTRONIX\.RMC | Part | 1/2" Rigid steel conduit | 1/2" Rigid steel conduit | ft | 2.982 | 0.04 | STEEL_RMC-2025 | [7 empty] | Yes
39301664 | 2025 COST CATALOG BRIGHTRONIX\.RMC | Part | 6" rigid steel couplings | 6" rigid steel couplings | ea | 149 | 0.5 | STEEL_RMC-2025 | [7 empty] | Yes
39301665 | 2025 COST CATALOG BRIGHTRONIX\.RMC | Part | 3" rigid steel couplings | 3" rigid steel couplings | ea | 37.3 | 0.2 | STEEL_RMC-2025 | [7 empty] | Yes
39301670 | 2025 COST CATALOG BRIGHTRONIX\.RMC | Part | 1/2" 45-degree elbows, RMC | 1/2" 45-degree rigid steel elbows | ea | 13.3 | 0.1 | STEEL_RMC-2025 | [7 empty] | Yes
39301672 | 2025 COST CATALOG BRIGHTRONIX\.RMC | Part | 1-1/2" 45-degree elbows, RMC | 1-1/2" 45-degree rigid steel elbows | ea | 36 | 0.15 | STEEL_RMC-2025 | [7 empty] | Yes
39301673 | 2025 COST CATALOG BRIGHTRONIX\.RMC | Part | 1-1/2" 90-degree elbows, RMC | 1-1/2" 90-degree rigid steel elbows | ea | 28.31 | 0.15 | STEEL_RMC-2025 | [7 empty] | Yes
39301674 | 2025 COST CATALOG BRIGHTRONIX\.RMC | Part | 1-1/4" 45-degree elbows, RMC | 1-1/4" 45-degree rigid steel elbows | ea | 27.3 | 0.15 | STEEL_RMC-2025 | [7 empty] | Yes
39301678 | 2025 COST CATALOG BRIGHTRONIX\.RMC | Part | 4" X 12" Galvanized Rigid Steel Nipples | 4" X 12" Galvanized Rigid Steel Nipples | ea | 117.1 | 0.25 | STEEL_RMC-2025 | [7 empty] | Yes
39301683 | 2025 COST CATALOG BRIGHTRONIX\.RMC | Part | 1-1/2" Rigid steel conduit | 1-1/2" Rigid steel conduit | ft | 8.2325 | 0.08 | STEEL_RMC-2025 | [7 empty] | Yes
49377613 | 2025 COST CATALOG BRIGHTRONIX\z. Prueba de Scrap | Part | Fuse, 450A Class RK5 Dual-Element Time-Delay, 250VAC | prueba | ea | 247.2 | 0.02 | [5 empty] | GEAR-2025 |  |  | Yes
49377614 | 2025 COST CATALOG BRIGHTRONIX\z. Prueba de Scrap | Part | Fuse, 50 Amp, Indicating, Class RK5, Dual-Element, Time-Delay, 250VAC | prueba | ea | 23.32 | 0.02 | [5 empty] | GEAR-2026 |  |  | Yes
49377615 | 2025 COST CATALOG BRIGHTRONIX\z. Prueba de Scrap | Part | Fuse, 40 Amp Class RK5 Dual-Element Time-Delay, 250V, Indication | prueba | ea | 23.32 | 0.02 | [5 empty] | GEAR-2027 |  |  | Yes
49377616 | 2025 COST CATALOG BRIGHTRONIX\z. Prueba de Scrap | Part | Fuse, 15 Amp, Class RK5, Dual-Element, Time-Delay, 250V, Indicator | prueba | ea | 13.37 | 0.02 | [5 empty] | GEAR-2028 |  |  | Yes
49377617 | 2025 COST CATALOG BRIGHTRONIX\z. Prueba de Scrap | Part | Fuse, 85 Amp, Class RK5, Dual-Element, Time-Delay, 250V | prueba | ea | 138.84 | 0.02 | [5 empty] | GEAR-2029 |  |  | Yes
49377618 | 2025 COST CATALOG BRIGHTRONIX\z. Prueba de Scrap | Part | Fuse, 45 Amp Class RK5 Dual-Element Time-Delay, 250V | prueba | ea | 23.32 | 0.02 | [5 empty] | GEAR-2030 |  |  | Yes
49377619 | 2025 COST CATALOG BRIGHTRONIX\z. Prueba de Scrap | Part | FUSETRON | prueba | ea | 21.81 | 0.02 | [5 empty] | GEAR-2031 |  |  | Yes